## VT 2023 (hidden)
| Table Title: | Pivot view for entire survey |  | Export Pivot table of item values in national currency from the validation tool to a temporary file | [36 empty] | Table Title: |  | AL Items for Construction - E.01.2
| Survey: | Construction - 2023 (Round 4) | 1 | Extract data to match the table below and paste from B26 | [36 empty] | Survey: |  | Construction - 2023 (Round 4)
| Table created: | 2024/04/16 13:19:53 | 2 | Then update fee percentages in table to right of this. | [36 empty] | Table created: |  | 2024/04/16 13:39:34
Fee table right
Fee percentages downloaded at same time as item table to left
|  |  |  | Labour rates and professional fees >>> | [37 empty] | Labour rates are extracted from the CS forms separately
Excluding fees
[43 empty] | 1 | 2 | 3 | 4 | 5 | 6 | 7 | 8 | 9 | 10 | 11 | 12 | 13 | 14 | 15 | 16 | 17 | 18 | 19 | 20 | 21 | 22 | 23 | 24 | 25 | 26 | 27 | 28 | 29 | 30 | 31 | 32 | 33 | 34 | 35 | 36
No of items |  | Project totals as check against BQ totals when setting up 2023 sheets | [36 empty] | Check |  |  | Project Code | AL | AT | BA | BE | BG | CH | CY | CZ | DE | DK | EE | EL | ES | FI | FR | HR | HU | IE | IS | IT | LT | LU | LV | ME | MK | MT | NL | NO | PL | PT | RO | RS | SE | SI | SK | TR
95 | X.00.2.1.1 | E.01.2.1.0.01.a | 11306580 | 220396.8288 | 155430.5 | 171399.92 | 326189.72 | 300035.9 | 122169 | 3874253 | 257403.95 | 1736450 | 124643.4152 | 127258.75 | 153050.6941 | 213345.4205 | 187302.1029 | 82881.3 | 46915550 | 162763.8122 | 35286299 | 183326.3824 | 109367.88 | 249234.05 | 145220.0149 | 73662.1 | 5230940 | 160052.9748 | 247612.29 | 2631110 | 515037.017 | 145372.74 | 494005.95 | 10659010 | 2517522 | 96928.48 | 140095.42 | 2433695.6 | 36 | Detached house | X.00.2.1.1 | E.01.2.1.0.01.a | 8 | 12 | 3.7 | 8.5 | 6 | 14.566 | 7 | 6.72 | 21.2 | 7 | 5.55 | 7 | 14.5 | 13.5 | 11 | 3.5 | 8 | 10.5 | 11.5 | 10.22 | 9 | 12 | 8.5 | 20 | 9.15 | 6 | 9 | 10 | 10.05 | 6 | 7 | 10 | 17 | 13 | 6.9 | 5
70 | X.00.2.1.4 | E.01.2.1.0.01.d | 325686770 | 6669599.2676 | 3956780.5 | 5791640.04 | 7651034.7 | 9514216.3 | 3341346.1384 | 122761800.7444 | 8440326.3 | 53137971.6 | 5178058.78 | 3415354.8 | 4200153.0776 | 6819639.4608 | 6720663.5161 | 2523337 | 1413872000 | 6433351.0684 | 889375922.4 | 4583410.9508 | 3740085.8164 | 6933887.32 | 5389529.8727 | 3403644.7028 | 161884370 | 5318308.14 | 7151816.6454 | 85101398 | 16336102.5196 | 3538959.9392 | 13216732.466 | 316493200 | 88656796.82 | 2839624.8268 | 3607885.3572 | 72289191.51 | 36 | Apartment | X.00.2.1.4 | E.01.2.1.0.02.a | 10 | 12 | 3.7 | 9 | 5 | 12.7547 | 7 | 6.72 | 16.84 | 10 | 5.35 | 7 | 10.5 | 11 | 8.5 | 3.5 | 7.5 | 10.5 | 9.5 | 4.9 | 5 | 11 | 8.5 | 20 | 8.15 | 6 | 9 | 11 | 7.7 | 7 | 7 | 10 | 17 | 6 | 4.15 | 5
49 | X.00.2.1.5 | E.01.2.1.0.02.a | 2828655 | 57733.68 | 48817 | 54027.7 | 95299.2 | 91383.1677 | 37513.5 | 1062536.1 | 67113.05 | 477810 | 37539.47 | 40151 | 49466.8633 | 54528.35 | 63167.3956 | 27106.6 | 14547200 | 59199.96 | 8160090 | 47636.938 | 30863.78 | 71510.12 | 36249.579 | 24670.5 | 1349930 | 49525.882 | 66843.27 | 670910 | 147160.2093 | 53858.29 | 132055.5 | 3818620 | 626546 | 30641.15 | 40196.9 | 768366.12 | 36 | Renovation of a detached house | X.00.2.1.5 | E.01.2.1.0.01.d | 10 | 20 | 4 | 9 | 7 | 18.886 | 10 | 6.72 | 32.58 | 10 | 5.75 | 5.5 | 16 | 14 | 11.8 | 3.5 | 8 | 10.5 | 11.5 | 10.22 | 10 | 15 | 8.5 | 20 | 9.15 | 6 | 11 | 10 | 10.05 | 5 | 10 | 6 | 17 | 11.5 | 6.2 | 5
129 | X.00.2.2.1 | E.01.2.2.0.01.a | 133869404 | 1933044.46 | 2067205.77 | 1484180.17 | 2890189.54 | 3170541.382 | 1306454.3 | 33989271.47 | 2222629.85 | 17045358 | 1595737.72 | 1192617.96 | 1613706.011 | 2376671.74 | 2097609.1129 | 918868.8 | 508579650 | 1711367.6 | 265046530 | 1631919.13 | 1385828.59 | 2213087.5 | 1866576.6923 | 1073246.72 | 81625698 | 1979342.956 | 2099179.32 | 24721257.9 | 6351563.2062 | 1301643.62 | 5006982.73 | 134463239 | 33628334.31 | 1301053.5 | 1494536.09 | 29015148 | 36 | Light industrial building | X.00.2.2.1 | E.01.2.2.0.01.a | 5 | 13 | 3.7 | 8 | 5 | 10.0982 | 7 | 6.72 | 21 | 7 | 5.7 | 7 | 10.5 | 10 | 8.9 | 3.5 | 6 | 10.5 | 9.5 | 4.047 | 7 | 9.5 | 6.5 | 20 | 7.7 | 6 | 10 | 10 | 8.4 | 5 | 8 | 10 | 17 | 10 | 4.17 | 5
98 | X.00.2.2.2 | E.01.2.2.0.02.a | 225345438.2752 | 4893855.631 | 4726863.5 | 3311991.73 | 5269313.06 | 5179313.1654 | 2868481.5 | 85316984.5 | 5595233.8 | 33088940 | 2744666.712 | 3078845.3 | 3096664.7432 | 4841650.724 | 4354550.5463 | 2185438.4 | 1141017948 | 3786496.0833 | 660710730 | 3928996.1416 | 2997802.674 | 4607233.25 | 3498000.1463 | 2238068 | 148815325 | 3280603.7732 | 4281395.52 | 51825001 | 12475249.451 | 2671739.852 | 13636918.94 | 370312500 | 57905499.05 | 3137672.33 | 3253072.432 | 77602490.07 | 36 | Office building | X.00.2.2.2 | E.01.2.2.0.02.a | 8 | 15 | 3.7 | 8 | 5 | 10.2192 | 7 | 6.72 | 17.7 | 10 | 7.25 | 7 | 11.5 | 13 | 10.8 | 3.5 | 8 | 11 | 11.7 | 3.4458 | 5 | 11 | 7.5 | 20 | 7.7 | 6 | 11 | 13 | 7.7 | 5 | 7 | 10 | 17 | 8 | 4.9 | 5
27 | X.00.2.3.1 | E.01.2.3.0.01.a | 23519982.8 | 426260.89 | 383237.5 | 321274.82 | 559095.4 | 402575 | 309217 | 10562275.14 | 499604.5 | 3523167.7138 | 439018.1 | 292182.8 | 265542.59 | 476684.68 | 433628.273 | 339915 | 127093000 | 352868.89 | 49640510 | 354919.79 | 391527.98 | 457671.75 | 265128.39 | 240462 | 17145625 | 509800.56 | 438674.3905 | 4836329.51 | 1402314.48 | 347741.89 | 1337109.75 | 30860820 | 4457910 | 349853.53 | 335898 | 7062535.6 | 36 | Asphalt road | X.00.2.3.1 | E.01.2.3.0.01.a | 9 | 6 | 3.7 | 6.8 | 7 | 5 | 10 | 6.72 | 10.75 | 7 | 7.78 | 6 | 9.5 | 11 | 9.2 | 3.5 | 5 | 7 | 12 | 4.07 | 7 | 11 | 5.05 | 20 | 7.15 | 6 | 12 | 10 | 5.75 | 4 | 8 | 10 | 17 | 8.5 | 7.7 | 5
18 | X.00.2.3.2 | E.01.2.3.0.01.b | 6117940 | 127333.08 | 121792 | 102177.72 | 174624.2 | 146248 | 93088 | 2427800.4 | 118946 | 946062 | 107120.5 | 76401.4 | 72938.92 | 165061.16 | 121223.1661 | 106875 | 30608800 | 94042.4 | 16001840 | 98701.42 | 111070.66 | 110815 | 71023.7 | 73972 | 6803400 | 100567.8 | 151584.622 | 1340805.6 | 383515.8027 | 74338.18 | 459105.2 | 9520200 | 1414460 | 104459.3 | 94546.42 | 2028581.6 | 36 | Road resurfacing | X.00.2.3.2 | E.01.2.3.0.01.b | 9 | 7.5 | 3.7 | 6 | 8 | 6.5 | 10 | 6.72 | 15.86 | 7 | 7.28 | 6 | 9.5 | 12 | 9.2 | 3.5 | 5 | 7 | 10 | 5.1987 | 9 | 11 | 3.68 | 20 | 7.15 | 6 | 12 | 10 | 5.75 | 4 | 10 | 8 | 17 | 6.5 | 7.75 | 5
486 |  | Total | 728674770.0752 | 14328223.8374 | 11460126.77 | 11236692.1 | 16965745.82 | 18804312.9151 | 8078269.4384 | 259994921.3544 | 17201257.45 | 109955759.3138 | 10226784.6972 | 8222812.01 | 9451522.8993 | 14947581.5353 | 13978144.1129 | 6184422.1 | 3282634148 | 12600089.8139 | 1924221921.4 | 10828910.7528 | 8766547.3804 | 14643438.99 | 11271728.395 | 7127726.0228 | 422855288 | 11398202.0859 | 14437106.0579 | 171126812.01 | 37610942.6858 | 8133654.5112 | 34282910.536 | 876127589 | 189207068.18 | 7860233.1168 | 8966230.6192 | 191200008.5 |  |  |  | General labourers, unskilled | 312.5 | 45.92 | 8.2 | 46.2 | 12 | 75 | 18 | 341 | 30.2 | 290 | 7.88 | 9.3 | 20.01 | 26.2 | 29.95 | 5 | 6200 | 30 | 4710 | 32.41 | 9.69 | 37 | 11.75 | 6 | 210 | 20 | 40.25 | 622 | 42.67 | 24.24 | 29.4 | 800 | 340 | 18 | 5.95 | 80
[42 empty] | Bricklayer, skilled | 500 | 51.79 | 11.8 | 49.5 | 23 | 90 | 20 | 453 | 55.8 | 490 | 11.7 | 12.2 | 22.22 | 42.6 | 30.29 | 7 | 8300 | 37.5 | 6678 | 39.04 | 11.39 | 45 | 12.66 | 8.5 | 380 | 27 | 47.5 | 622 | 52.12 | 29.57 | 38.5 | 1680 | 470 | 20 | 7.5 | 115
[42 empty] | Plumber, skilled | 500 | 68.7 | 11.2 | 49.5 | 27 | 89 | 20 | 559 | 49.1 | 520 | 8.4 | 12.2 | 22.22 | 31.1 | 31 | 7.5 | 12700 | 45 | 6970 | 36.5 | 11.81 | 59 | 19 | 8.5 | 470 | 30 | 52.5 | 854 | 50.78 | 28.77 | 35.3 | 1400 | 500 | 23 | 7.8 | 80
486 |  |  | 728674770.0752 | 14328223.8374 | 11460126.77 | 11236692.1 | 16965745.82 | 18804312.9151 | 8078269.4384 | 259994921.3544 | 17201257.45 | 109955759.3138 | 10226784.6972 | 8222812.01 | 9451522.8993 | 14947581.5353 | 13978144.1129 | 6184422.1 | 3282634148 | 12600089.8139 | 1924221921.4 | 10828910.7528 | 8766547.3804 | 14643438.99 | 11271728.395 | 7127726.0228 | 422855288 | 11398202.0859 | 14437106.0579 | 171126812.01 | 37610942.6858 | 8133654.5112 | 34282910.536 | 876127589 | 189207068.18 | 7860233.1168 | 8966230.6192 | 191200008.5 |  |  |  | Carpenter, skilled | 500 | 55.98 | 11.8 | 50 | 24.5 | 96 | 20 | 494 | 46.2 | 470 | 10.4 | 12.2 | 22.22 | 36.2 | 32.74 | 7.5 | 9000 | 38 | 6970 | 36.13 | 11.95 | 62 | 13.11 | 8.5 | 510 | 29 | 51.5 | 622 | 52.12 | 29.64 | 35.3 | 1680 | 475 | 21 | 7.85 | 115
|  |  | 1 | 2 | 3 | 4 | 5 | 6 | 7 | 8 | 9 | 10 | 11 | 12 | 13 | 14 | 15 | 16 | 17 | 18 | 19 | 20 | 21 | 22 | 23 | 24 | 25 | 26 | 27 | 28 | 29 | 30 | 31 | 32 | 33 | 34 | 35 | 36 |  |  |  | Structural steel worker, skilled | 625 | 65.61 | 13.25 | 47 | 34 | 120 | 20 | 453 | 51.2 | 460 | 11.3 | 12.2 | 22.22 | 32.8 | 31.15 | 7 | 8600 | 45 | 7171 | 39.04 | 11.95 | 62 | 12.79 | 8.5 | 580 | 29 | 47 | 622 | 52.12 | 29.11 | 40.1 | 1150 | 530 | 24 | 8.05 | 120
| Item Code | Item Name | AL | AT | BA | BE | BG | CH | CY | CZ | DE | DK | EE | EL | ES | FI | FR | HR | HU | IE | IS | IT | LT | LU | LV | ME | MK | MT | NL | NO | PL | PT | RO | RS | SE | SI | SK | TR |  |  |  | Electrician, skilled | 500 | 69.78 | 12.75 | 55 | 28 | 101 | 20 | 559 | 51.5 | 490 | 8.7 | 12.2 | 22.22 | 42.7 | 30.86 | 7.5 | 12400 | 45 | 6410 | 36.5 | 12.38 | 58 | 14.82 | 8.5 | 520 | 33 | 52.5 | 888 | 51.29 | 34.73 | 34.1 | 1700 | 510 | 23.5 | 9.15 | 120
|  |  | Item Value | Item Value | Item Value | Item Value | Item Value | Item Value | Item Value | Item Value | Item Value | Item Value | Item Value | Item Value | Item Value | Item Value | Item Value | Item Value | Item Value | Item Value | Item Value | Item Value | Item Value | Item Value | Item Value | Item Value | Item Value | Item Value | Item Value | Item Value | Item Value | Item Value | Item Value | Item Value | Item Value | Item Value | Item Value | Item Value |  |  |  | Machine (equipment) operator, skilled | 625 | 88.09 | 12.75 | 57 | 27 | 95 | 22 | 444 | 55.8 | 430 | 10.5 | 15 | 22.22 | 31.1 | 31.15 | 8 | 9500 | 38 | 5652 | 39.04 | 12.24 | 51 | 14 | 8.5 | 550 | 33 | 55 | 622 | 52.12 | 29.02 | 34.1 | 2300 | 415 | 21.5 | 8.35 | 130
X.00.2.1.1 | X.00.2.1.1.10.aa | Excavate foundations; 1m deep; load on stockpile; 100m | 45240 | 1322.49 | 858 | 384.15 | 1833 | 585 | 390 | 18720 | 1404 | 5460 | 354.9 | 331.5 | 474.63 | 526.11 | 967.59 | 390 | 298350 | 569.4 | 40560 | 236.34 | 262.47 | 1316.25 | 464.7443 | 253.5 | 14040 | 1560 | 329.55 | 8073 | 2472.21 | 671.19 | 1774.5 | 45240 | 10530 | 242.97 | 875.94 | 13455
X.00.2.1.1 | X.00.2.1.1.10.ab | Excavation of foul and surface water drainage; 450mm wide; 1m deep | 27750 | 618.25 | 550 | 593.75 | 725 | 500 | 275 | 12125 | 895 | 5500 | 247.5 | 390 | 191.5 | 413.5 | 573.975 | 125 | 127500 | 686.25 | 16000 | 473.25 | 114.5 | 687.5 | 365.6205 | 300 | 8250 | 1050 | 353.75 | 6025 | 1467.75 | 413.75 | 977.5 | 29500 | 6875 | 137.25 | 453 | 4250 |  |  |  | HELPER COLUMN
X.00.2.1.1 | X.00.2.1.1.10.ac | Granular material; type B (20-40mm); 150mm thick as sub-base | 26055 | 312.0392 | 270 | 293.4 | 684 | 657 | 270 | 13770 | 441 | 3510 | 432 | 315 | 516.51 | 357.12 | 328.5 | 315 | 95400 | 346.05 | 38700 | 496.89 | 436.86 | 256.5 | 441.504 | 315 | 14400 | 256.77 | 479.7 | 5400 | 2122.83 | 307.26 | 2260.35 | 28800 | 6525 | 263.16 | 543.96 | 9180 |  |  |  | DO NOT PASTE
X.00.2.1.1 | X.00.2.1.1.10.ad | Spread and level 50mm layer of sand as blinding to sub-base | 9324 | 215.8632 | 90 | 99.6 | 165 | 291 | 99 | 4671 | 186 | 690 | 110.7 | 103.5 | 100.83 | 106.17 | 50.49 | 87 | 39000 | 231.3 | 24990 | 103.71 | 177.6 | 147 | 85.4089 | 105 | 5400 | 75 | 248.88 | 2400 | 420 | 115.05 | 697.95 | 4500 | 2325 | 97.26 | 165.36 | 721.89 |  |  |  | OVER
X.00.2.1.1 | X.00.2.1.1.10.ae | Disposal of uncontaminated spoil; loading and transport; distance 5km | 34710 | 1328.9336 | 585 | 320.97 | 1872 | 975 | 273 | 13377 | 1404 | 5460 | 257.4 | 370.5 | 977.0943 | 535.08 | 854.88 | 312 | 280800 | 1283.88 | 131040 | 411.45 | 392.73 | 1283.1 | 380.2453 | 195 | 21060 | 936 | 443.04 | 10140 | 1443 | 337.74 | 1302.6 | 39000 | 5655 | 214.11 | 1288.17 | 9750 |  |  |  | CountryProject Code | Country | BH Code | BH Name | Project Code | Project Name | Priced | BQ value excl. fees | Fees (%) | Fee Total | Total BQ value | Total BQ euro value | Grossing Factor | Last Update
X.00.2.1.1 | X.00.2.1.1.20.aa | Trench fill foundation in C20/25 concrete; incl. steel reinforcement | 558000 | 8677.0818 | 10530 | 5238 | 14040 | 9810 | 5670 | 130410 | 11124 | 64440 | 7795.8 | 5310 | 5005.8 | 9896.76 | 11408.58 | 3510 | 2466000 | 6430.32 | 2068200 | 7668 | 8064.36 | 7740 | 11666.7432 | 4140 | 267300 | 9810 | 11151.18 | 133200 | 31096.98 | 5491.8 | 28896.3 | 648000 | 137754 | 4869.18 | 6675.48 | 92880
X.00.2.1.1 | X.00.2.1.1.20.ab | Ground floor slab in C25/30 concrete; incl. steel reinf | 204000 | 3263.2466 | 3570 | 1950 | 4860 | 4290 | 1800 | 45660 | 3270 | 28680 | 2671.8 | 1710 | 2697.12 | 3879.78 | 2075.04 | 1380 | 900000 | 2329.8 | 477600 | 2838 | 2797.5 | 2431.8 | 3461.3914 | 1590 | 100800 | 3990 | 3209.34 | 55200 | 14382.06 | 2089.68 | 10854.9 | 267000 | 52368 | 1851.54 | 2426.52 | 29541.06 |  |  |  | ALE.01.2.1.0.01.a | AL | E.01.2.1.0 | Residential buildings (CPA 41) | E.01.2.1.0.01.a | Detached house | in full | 11306580 | 8 | 904526.4 | 12211106.4 | 109910.9487 | : | 2024-02-08 11:40:37
X.00.2.1.1 | X.00.2.1.1.20.ac | Filling cavity of hollow walls in C12/15 concrete; n.e. 150mm wide | 16000 | 247.2115 | 183 | 130 | 179 | 395 | 95 | 5095 | 510 | 1940 | 405 | 120 | 104.44 | 225.29 | 196.99 | 85 | 65000 | 118.43 | 42580 | 461 | 439.89 | 145.7 | 498.9915 | 140 | 5600 | 215 | 428.25 | 3300 | 452.57 | 97.08 | 653.45 | 11700 | 2811 | 118.53 | 137.84 | 2950 |  |  |  | ALE.01.2.1.0.01.d | AL | E.01.2.1.0 | Residential buildings (CPA 41) | E.01.2.1.0.01.d | Renovation of a detached house | in full | 2828655 | 10 | 282865.5 | 3111520.5 | 28006.4851 | : | 2024-02-08 11:43:33
X.00.2.1.1 | X.00.2.1.1.20.ad | 1200G polythene DPM laid on sand blinding | 55200 | 233.2216 | 690 | 158.7 | 828 | 455.4 | 138 | 20355 | 251.85 | 6210 | 593.4 | 241.5 | 244.9776 | 688.62 | 291.87 | 241.5 | 262200 | 268.41 | 80730 | 397.44 | 158.01 | 207 | 176.295 | 207 | 15180 | 1276.5 | 748.65 | 4140 | 854.22 | 878.37 | 1055.7 | 34500 | 3105 | 283.59 | 405.03 | 8358.66 |  |  |  | ALE.01.2.1.0.02.a | AL | E.01.2.1.0 | Residential buildings (CPA 41) | E.01.2.1.0.02.a | Apartment | in full | 325686770 | 10 | 32568677 | 358255447 | 3224621.4851 | : | 2023-09-18 14:33:59
X.00.2.1.1 | X.00.2.1.1.20.ae | XPS insulation; 150mm thick laid horizontally over 300mm wide | 151280 | 2682.3867 | 3720 | 1835.2 | 3782 | 3782 | 1736 | 86180 | 2653.6 | 12400 | 1709.774 | 1829 | 3002.66 | 1590.3 | 1258.6 | 1550 | 682000 | 2285.94 | 301940 | 3049.16 | 1419.18 | 2325 | 1837.556 | 1364 | 93000 | 2604 | 3439.76 | 31000 | 7828.74 | 2046.62 | 7387.3 | 161200 | 32984 | 1993.92 | 2143.34 | 79265.76 |  |  |  | ALE.01.2.2.0.01.a | AL | E.01.2.2.0 | Non-residential buildings (CPA 41) | E.01.2.2.0.01.a | Light industrial building | in full | 133869404 | 5 | 6693470.2 | 140562874.2 | 1265192.387 | : | 2024-02-08 11:47:45
X.00.2.1.1 | X.00.2.1.1.20.af | XPS insulation; 25mm thick fixed vertically n.e. 300mm wide | 72420 | 725.1697 | 918 | 1086.3 | 1632 | 918 | 229.5 | 25245 | 668.1 | 5100 | 438.6 | 535.5 | 521.73 | 836.91 | 351.39 | 408 | 306000 | 567.12 | 84660 | 800.7 | 238.68 | 826.2 | 375.2784 | 357 | 21420 | 382.5 | 934.83 | 4794 | 1698.3 | 839.46 | 2782.05 | 28560 | 4845 | 301.92 | 813.45 | 10200 |  |  |  | ALE.01.2.2.0.02.a | AL | E.01.2.2.0 | Non-residential buildings (CPA 41) | E.01.2.2.0.02.a | Office building | in full | 225345438.2752 | 8 | 18027635.062 | 243373073.3372 | 2190576.7177 | : | 2024-02-08 11:52:20
X.00.2.1.1 | X.00.2.1.1.30.aa | 100mm block out; facing brick where exposed; 140mm block in; 100mm cav | 72160 | 2531.5116 | 560 | 2368 | 2640 | 3680 | 1664 | 41920 | 2376 | 12320 | 1208.8 | 1440 | 2259.84 | 3078.56 | 2728.64 | 800 | 291200 | 1554.56 | 310240 | 1812.32 | 1527.2 | 2976 | 534.7922 | 608 | 52800 | 936 | 2188.32 | 40000 | 3648 | 703.84 | 6690.4 | 56000 | 29552 | 739.36 | 2206.08 | 16679.84 |  |  |  | ALE.01.2.3.0.01.a | AL | E.01.2.3.0 | Civil engineering works (CPA 42) | E.01.2.3.0.01.a | Asphalt road | in full | 23519982.8 | 9 | 2116798.452 | 25636781.252 | 230754.1067 | : | 2024-03-25 13:19:57
X.00.2.1.1 | X.00.2.1.1.30.ab | Foundation walls of 100mm 7KN concrete blocks to internal partitions | 7900 | 427.2302 | 1050 | 194.5 | 910 | 455 | 210 | 5825 | 471.5 | 2600 | 356 | 165 | 167.55 | 503.2 | 430.9 | 137.5 | 70000 | 161.2 | 52500 | 206.55 | 122.5 | 410 | 237.7721 | 125 | 12000 | 170 | 604 | 6000 | 469.05 | 104.2 | 809.25 | 10000 | 4060 | 142.5 | 165.45 | 3465.75 |  |  |  | ALE.01.2.3.0.01.b | AL | E.01.2.3.0 | Civil engineering works (CPA 42) | E.01.2.3.0.01.b | Road resurfacing | in full | 6117940 | 9 | 550614.6 | 6668554.6 | 60022.9937 | : | 2023-09-04 09:18:39
X.00.2.1.1 | X.00.2.1.1.30.ac | Hyload pitch polymer horizontal DPC; not exceeding 225mm wide | 12800 | 279.843 | 160 | 209.6 | 608 | 272 | 120 | 7096 | 366.4 | 1920 | 74.4 | 175.2 | 238.72 | 201.84 | 177.12 | 136 | 60800 | 81.36 | 43920 | 207.76 | 141.68 | 268 | 127.5456 | 160 | 5840 | 148 | 325.76 | 3840 | 537.68 | 62.56 | 620 | 14000 | 896 | 304.48 | 145.92 | 8720 |  |  |  | ATE.01.2.1.0.01.a | AT | E.01.2.1.0 | Residential buildings (CPA 41) | E.01.2.1.0.01.a | Detached house | in full | 220396.8288 | 12 | 26447.6195 | 246844.4483 | 246844.4483 | : | 2023-07-27 15:12:35
X.00.2.1.1 | X.00.2.1.1.30.ad | 100mm facing brick out; 140mm block in; 100mm cav inc 75mm min wool | 1271900 | 51005.7007 | 20125 | 33810 | 47495 | 69230 | 18676 | 747040 | 65688 | 445970 | 18515 | 15697.5 | 20968.64 | 50104.81 | 31549.56 | 10304 | 6601000 | 20955.76 | 9499000 | 33000.17 | 13395.2 | 58748.9 | 20136.65 | 7567 | 644000 | 18756.5 | 53369.89 | 611800 | 89960.36 | 12786.62 | 78310.4 | 1513400 | 549493 | 11635.47 | 28146.02 | 275527.35 |  |  |  | ATE.01.2.1.0.01.d | AT | E.01.2.1.0 | Residential buildings (CPA 41) | E.01.2.1.0.01.d | Renovation of a detached house | in full | 57733.68 | 20 | 11546.736 | 69280.416 | 69280.416 | : | 2023-07-27 15:12:36
X.00.2.1.1 | X.00.2.1.1.30.ae | Internal partition walls of 100mm block | 36000 | 1608.4558 | 720 | 739.8 | 1580.4 | 2070 | 756 | 17280 | 2032.2 | 14040 | 1407.6 | 675 | 415.62 | 1811.52 | 795.78 | 396 | 261000 | 650.7 | 267660 | 896.58 | 491.04 | 1683 | 659.8645 | 648 | 17280 | 810 | 1338.84 | 20700 | 2379.06 | 332.82 | 2513.7 | 54000 | 20664 | 599.58 | 682.38 | 6487.02 |  |  |  | ATE.01.2.1.0.02.a | AT | E.01.2.1.0 | Residential buildings (CPA 41) | E.01.2.1.0.02.a | Apartment | in full | 6669599.2676 | 12 | 800351.9121 | 7469951.1797 | 7469951.1797 | : | 2023-08-16 09:44:10
X.00.2.1.1 | X.00.2.1.1.30.af | Close cavity not exceeding 100mm wide between skins of hollow wall at ends | 50600 | 1087.9322 | 770 | 1372.8 | 1430 | 1320 | 528 | 17600 | 1463 | 6160 | 884.4 | 748 | 587.4 | 1720.84 | 486.2 | 594 | 294800 | 547.36 | 132880 | 1551 | 631.4 | 1320 | 669.1126 | 484 | 37840 | 308 | 1804.88 | 5280 | 2358.4 | 504.68 | 2950.2 | 52800 | 19404 | 334.84 | 366.08 | 6768.52 |  |  |  | ATE.01.2.2.0.01.a | AT | E.01.2.2.0 | Non-residential buildings (CPA 41) | E.01.2.2.0.01.a | Light industrial building | in full | 1933044.46 | 13 | 251295.7798 | 2184340.2398 | 2184340.2398 | : | 2023-07-27 15:12:28
X.00.2.1.1 | X.00.2.1.1.30.ag | Close cavity not exceeding 100mm wide at top of hollow wall | 47500 | 704.4656 | 665 | 1048.8 | 2166 | 1254 | 456 | 16340 | 505.4 | 5320 | 471.2 | 703 | 482.6 | 1486.18 | 419.9 | 532 | 277400 | 456 | 114760 | 665 | 500.08 | 467.4 | 710.1163 | 418 | 34200 | 1064 | 1267.68 | 11400 | 3005.8 | 610.66 | 1862 | 44460 | 4674 | 361.38 | 310.84 | 3942.5 |  |  |  | ATE.01.2.2.0.02.a | AT | E.01.2.2.0 | Non-residential buildings (CPA 41) | E.01.2.2.0.02.a | Office building | in full | 4893855.631 | 15 | 734078.3446 | 5627933.9757 | 5627933.9757 | : | 2023-07-27 15:12:31
X.00.2.1.1 | X.00.2.1.1.30.ah | Prestressed reinforced concrete lintel; 100 x 150mm high; 1200mm long | 7200 | 225.0752 | 260 | 232 | 340 | 500 | 160 | 4360 | 372 | 4320 | 158.268 | 280.8 | 110.12 | 502.88 | 147.6652 | 106 | 60000 | 111.72 | 33600 | 307.44 | 209.28 | 302 | 127.3463 | 164 | 5680 | 420 | 284.52 | 2400 | 721.68 | 105 | 536.4 | 4000 | 3856 | 152.24 | 191.28 | 3532.44 |  |  |  | ATE.01.2.3.0.01.a | AT | E.01.2.3.0 | Civil engineering works (CPA 42) | E.01.2.3.0.01.a | Asphalt road | in full | 426260.89 | 6 | 25575.6534 | 451836.5434 | 451836.5434 | : | 2024-02-13 13:01:15
X.00.2.1.1 | X.00.2.1.1.30.ai | Prestressed reinforced concrete lintel; 100 x 150mm high; 1500mm long | 24200 | 721.1175 | 935 | 511.5 | 1595 | 1925 | 550 | 13915 | 1276 | 11330 | 489.5 | 965.25 | 378.51 | 1696.86 | 507.599 | 401.5 | 201300 | 512.27 | 105490 | 1056.88 | 621.28 | 1012 | 760.657 | 572 | 26400 | 731.5 | 955.9 | 11550 | 2481.93 | 466.73 | 2331.45 | 15400 | 10780 | 459.8 | 584.87 | 11408.21 |  |  |  | ATE.01.2.3.0.01.b | AT | E.01.2.3.0 | Civil engineering works (CPA 42) | E.01.2.3.0.01.b | Road resurfacing | in full | 127333.08 | 7.5 | 9549.981 | 136883.061 | 136883.061 | : | 2024-03-26 10:15:27
X.00.2.1.1 | X.00.2.1.1.30.aj | Prestressed reinforced concrete lintel; 140 x 150mm high; 1200mm long | 9200 | 55.7661 | 64 | 39.2 | 584 | 208 | 224 | 5160 | 512 | 1160 | 38.4 | 200 | 129.2 | 559.08 | 206.7312 | 162 | 67200 | 156.4 | 41640 | 430.44 | 209.28 | 119.6 | 78.7477 | 240 | 9280 | 216 | 333.68 | 4760 | 721.68 | 208.32 | 570.2 | 7000 | 4016 | 180.84 | 224.96 | 4586.24 |  |  |  | BAE.01.2.1.0.01.a | BA | E.01.2.1.0 | Residential buildings (CPA 41) | E.01.2.1.0.01.a | Detached house | in full | 155430.5 | 3.7 | 5750.9285 | 161181.4285 | 82410.7558 | : | 2024-03-28 08:28:11
X.00.2.1.1 | X.00.2.1.1.30.ak | Prestressed reinforced concrete lintel; 140 x 150mm high; 1500mm long | 30800 | 721.1175 | 770 | 544.5 | 1727 | 2860 | 770 | 14685 | 1969 | 11330 | 530.2 | 720.5 | 444.18 | 1903.77 | 710.6386 | 533.5 | 242000 | 682.88 | 109659 | 1479.61 | 621.28 | 1320 | 994.8327 | 715 | 33660 | 731.5 | 1123.32 | 16390 | 2481.93 | 684.2 | 1955.8 | 23100 | 13805 | 541.97 | 689.48 | 15026.66 |  |  |  | BAE.01.2.1.0.01.d | BA | E.01.2.1.0 | Residential buildings (CPA 41) | E.01.2.1.0.01.d | Renovation of a detached house | in full | 48817 | 4 | 1952.68 | 50769.68 | 25958.1252 | : | 2024-03-27 09:27:57
X.00.2.1.1 | X.00.2.1.1.30.am | DPC; over 300mm wide | 7200 | 333.763 | 150 | 151.8 | 486 | 204 | 90 | 6060 | 318 | 2520 | 120.6 | 105 | 124.86 | 151.38 | 94.44 | 111 | 42000 | 93.12 | 12540 | 198.3 | 106.32 | 108 | 102.8336 | 180 | 10440 | 75 | 129.66 | 3480 | 384.2226 | 100.44 | 387.9 | 14160 | 906 | 267.36 | 99.6 | 6540 |  |  |  | BAE.01.2.1.0.02.a | BA | E.01.2.1.0 | Residential buildings (CPA 41) | E.01.2.1.0.02.a | Apartment | in full | 3956780.5 | 3.7 | 146400.8785 | 4103181.3785 | 2097923.3259 | : | 2024-03-28 08:32:31
X.00.2.1.1 | X.00.2.1.1.40.aa | 384 x 267mm clay pantiles; 58mm lap; 38 x 25mm battens; underfelt | 810000 | 5757.0009 | 8100 | 5265 | 22050 | 8550 | 3150 | 159300 | 7326 | 59400 | 7299 | 4950 | 5561.1 | 6544.8 | 7941.51 | 2925 | 1359000 | 4853.7 | 1026000 | 4500.9 | 5185.8 | 8946 | 6621.6297 | 2700 | 238500 | 4518.8122 | 8771.4 | 85500 | 24439.5 | 7794 | 12514.5 | 310500 | 52020 | 3425.4 | 5705.1 | 99445.5 |  |  |  | BAE.01.2.2.0.01.a | BA | E.01.2.2.0 | Non-residential buildings (CPA 41) | E.01.2.2.0.01.a | Light industrial building | in full | 2067205.77 | 3.7 | 76486.6135 | 2143692.3835 | 1096052.5115 | : | 2023-10-18 11:39:15
X.00.2.1.1 | X.00.2.1.1.40.ab | Clay pantiles; 58mm lap; 38 x 25mm battens; extra for eaves with undercloak | 21690 | 1273.2894 | 990 | 185.4 | 2610 | 1098 | 468 | 28440 | 585 | 3780 | 352.8 | 657 | 660.15 | 432 | 734.58 | 360 | 100800 | 680.58 | 76320 | 311.4 | 567.54 | 1422 | 861.6909 | 162 | 10260 | 957.3104 | 267.12 | 2844 | 3854.34 | 360 | 4747.5 | 37800 | 12420 | 297 | 623.7 | 8678.52 |  |  |  | BAE.01.2.2.0.02.a | BA | E.01.2.2.0 | Non-residential buildings (CPA 41) | E.01.2.2.0.02.a | Office building | in full | 4726863.5 | 3.7 | 174893.9495 | 4901757.4495 | 2506228.7875 | : | 2024-03-27 09:42:18
X.00.2.1.1 | X.00.2.1.1.40.ac | Clay pantiles; 58mm lap; 38 x 25mm battens; extra for verge with undercloak | 18720 | 1273.2894 | 990 | 185.4 | 2970 | 990 | 468 | 32940 | 1200.6 | 3780 | 352.8 | 381.6 | 528.12 | 432 | 877.68 | 162 | 99000 | 680.58 | 18360 | 342.9 | 555.48 | 1377 | 861.6909 | 180 | 10980 | 903.7624 | 1041.12 | 2844 | 3854.34 | 717.66 | 4747.5 | 37800 | 5688 | 313.02 | 510.12 | 8678.52 |  |  |  | BAE.01.2.3.0.01.a | BA | E.01.2.3.0 | Civil engineering works (CPA 42) | E.01.2.3.0.01.a | Asphalt road | in full | 383237.5 | 3.7 | 14179.7875 | 397417.2875 | 203196.2325 | : | 2024-03-27 09:42:45
X.00.2.1.1 | X.00.2.1.1.40.ad | Clay pantiles; 58mm lap; 38 x 25mm battens; extra for round ridge tiles | 14050 | 707.383 | 550 | 325 | 1620 | 1150 | 260 | 20650 | 310 | 6300 | 196 | 515 | 326.535 | 946.8 | 650.3 | 90 | 132000 | 956.3 | 10200 | 190.5 | 624.7 | 837.5 | 1094.014 | 330 | 7800 | 640.1651 | 927.9 | 1580 | 3129.7 | 463.4 | 1016.5 | 28000 | 4510 | 505.5 | 256.7 | 4821.4 |  |  |  | BAE.01.2.3.0.01.b | BA | E.01.2.3.0 | Civil engineering works (CPA 42) | E.01.2.3.0.01.b | Road resurfacing | in full | 121792 | 3.7 | 4506.304 | 126298.304 | 64575.2974 | : | 2024-02-13 12:32:39
X.00.2.1.1 | X.00.2.1.1.40.ae | Lay glass fibre insulation between and across joists in roof 300mm thick | 94500 | 2318.721 | 3150 | 2362.5 | 3591 | 4599 | 2394 | 60795 | 3017.7 | 15750 | 2778.3 | 1354.5 | 2020.41 | 2245.32 | 3141.81 | 1575 | 743400 | 2872.17 | 252630 | 1619.73 | 1327.41 | 2016 | 1588.7245 | 945 | 52920 | 1260 | 2346.75 | 31185 | 5501.79 | 1550.43 | 4513.95 | 378000 | 26901 | 999.18 | 2678.13 | 27370.98 |  |  |  | BEE.01.2.1.0.01.a | BE | E.01.2.1.0 | Residential buildings (CPA 41) | E.01.2.1.0.01.a | Detached house | in full | 171399.92 | 8.5 | 14568.9932 | 185968.9132 | 185968.9132 | : | 2024-03-22 15:35:15
X.00.2.1.1 | X.00.2.1.1.51.aa | Fink or W trusses; 400mm overhang; 30 deg pitch; 600mm centres; span 7.20m | 720000 | 4455.1485 | 5700 | 5026.5 | 12915 | 8700 | 6600 | 197775 | 9375 | 42900 | 5925 | 3840 | 8060.85 | 6390.75 | 4703.55 | 3300 | 1819500 | 4492.65 | 750000 | 7649.7 | 7410 | 6600 | 10275.6122 | 2400 | 294000 | 7425 | 9562.35 | 39000 | 24684 | 5289.6 | 32956.5 | 300000 | 40050 | 2282.4 | 5774.1 | 120000 |  |  |  | BEE.01.2.1.0.01.d | BE | E.01.2.1.0 | Residential buildings (CPA 41) | E.01.2.1.0.01.d | Renovation of a detached house | in full | 54027.7 | 9 | 4862.493 | 58890.193 | 58890.193 | : | 2024-03-22 15:39:32
X.00.2.1.1 | X.00.2.1.1.51.ab | Treated sawn softwood; 50 x 100mm wall plates; plasterboard edge support | 120700 | 2622.3743 | 680 | 1292 | 2380 | 3485 | 637.5 | 16150 | 1283.5 | 10200 | 335.75 | 926.5 | 1420.35 | 741.2 | 1019.15 | 382.5 | 433500 | 1423.75 | 343400 | 1654.95 | 465.8 | 2422.5 | 726.2091 | 510 | 34850 | 1190 | 1286.9 | 24310 | 2638.3096 | 1207 | 4203.25 | 42500 | 7395 | 977.5 | 687.65 | 17000 |  |  |  | BEE.01.2.1.0.02.a | BE | E.01.2.1.0 | Residential buildings (CPA 41) | E.01.2.1.0.02.a | Apartment | in full | 5791640.04 | 9 | 521247.6036 | 6312887.6436 | 6312887.6436 | : | 2023-08-31 15:25:17
X.00.2.1.1 | X.00.2.1.1.51.ac | Treated sawn softwood; grade GS; 25 x 100mm wind bracing to trusses | 99000 | 1394.6552 | 550 | 726 | 1980 | 2310 | 412.5 | 10560 | 1089 | 5500 | 286 | 1012 | 1238.6 | 320.1 | 682.2619 | 275 | 242000 | 1232 | 222200 | 1614.8 | 689.7 | 880 | 775.708 | 440 | 33000 | 319 | 1169.3 | 21120 | 1982.1415 | 1157.2 | 3509 | 39600 | 7150 | 726 | 542.3 | 13200 |  |  |  | BEE.01.2.2.0.01.a | BE | E.01.2.2.0 | Non-residential buildings (CPA 41) | E.01.2.2.0.01.a | Light industrial building | in full | 1484180.17 | 8 | 118734.4136 | 1602914.5836 | 1602914.5836 | : | 2024-01-22 14:55:17
X.00.2.1.1 | X.00.2.1.1.51.ad | Treated sawn softwood; 50 x 200mm joists; under partitions as support | 334000 | 5340.4023 | 4175 | 4926.5 | 6179 | 5678 | 2505 | 63794 | 3590.5 | 20040 | 2020.7 | 2939.2 | 4418.82 | 2426.51 | 2927.0424 | 1503 | 868400 | 2119.23 | 601200 | 3006 | 1457.91 | 5494.3 | 3374.4653 | 1336 | 100200 | 3724.1 | 4036.39 | 59285 | 9532.0046 | 2461.58 | 16641.55 | 128590 | 25885 | 3557.1 | 1621.57 | 66800 |  |  |  | BEE.01.2.2.0.02.a | BE | E.01.2.2.0 | Non-residential buildings (CPA 41) | E.01.2.2.0.02.a | Office building | in full | 3311991.73 | 8 | 264959.3384 | 3576951.0684 | 3576951.0684 | : | 2024-03-22 15:40:34
X.00.2.1.1 | X.00.2.1.1.51.ae | Treated sawn softwood; 50 x 200mm solid strutting at mid-span of joists | 46200 | 479.9116 | 210 | 396.2 | 1750 | 266 | 238 | 5348 | 350 | 1680 | 246.4 | 273 | 367.5 | 203.42 | 245.42 | 119 | 74200 | 177.66 | 77980 | 510.02 | 167.72 | 490 | 280.9907 | 168 | 11480 | 518 | 447.02 | 6300 | 799.0902 | 608.44 | 1395.1 | 12600 | 2170 | 436.1 | 92.96 | 7000 |  |  |  | BEE.01.2.3.0.01.a | BE | E.01.2.3.0 | Civil engineering works (CPA 42) | E.01.2.3.0.01.a | Asphalt road | in full | 321274.82 | 6.8 | 21846.6878 | 343121.5078 | 343121.5078 | : | 2024-03-22 15:43:19
X.00.2.1.1 | X.00.2.1.1.51.af | V313 moisture resistant T&G chipboard to floors; 22mm thick to first floor | 219000 | 1679.2212 | 2100 | 1698 | 5820 | 3000 | 1920 | 40200 | 2154 | 22800 | 1326 | 1620 | 1962.6 | 3036.6 | 2773.2 | 1170 | 510000 | 2899.8 | 447000 | 2781.6 | 906 | 1830 | 2481.7231 | 1200 | 84000 | 1380 | 2056.2 | 27000 | 7894.2 | 1678.2 | 8958 | 240000 | 27960 | 1969.2 | 2728.8 | 57190.32 |  |  |  | BEE.01.2.3.0.01.b | BE | E.01.2.3.0 | Civil engineering works (CPA 42) | E.01.2.3.0.01.b | Road resurfacing | in full | 102177.72 | 6 | 6130.6632 | 108308.3832 | 108308.3832 | : | 2024-01-22 15:07:14
X.00.2.1.1 | X.00.2.1.1.51.ag | Treated sawn softwood; grade GS; 50 x 100mm; studwork in partitions | 349140 | 4333.9684 | 3162.5 | 4351.6 | 8602 | 3795 | 1897.5 | 48070 | 2605.9 | 22770 | 1151.15 | 3542 | 5128.31 | 2952.51 | 3574.89 | 1138.5 | 733700 | 4106.19 | 584430 | 4938.56 | 1070.19 | 3870.9 | 1893.8055 | 1062.6 | 146740 | 4554 | 3205.51 | 51865 | 7852.8508 | 3170.09 | 12510.85 | 101200 | 22264 | 2618.55 | 2046.77 | 50600 |  |  |  | BGE.01.2.1.0.01.a | BG | E.01.2.1.0 | Residential buildings (CPA 41) | E.01.2.1.0.01.a | Detached house | in full | 326189.72 | 6 | 19571.3832 | 345761.1032 | 176787.5566 | : | 2024-02-13 15:44:03
X.00.2.1.1 | X.00.2.1.1.51.ah | Glass fibre insulation; vertical; to void in partition walls; 100mm thick | 93800 | 3980.5619 | 1675 | 2613 | 8174 | 4690 | 2144 | 43550 | 4609.6 | 16080 | 2398.6 | 1380.2 | 2075.66 | 1766.4905 | 2607.64 | 1742 | 777200 | 2340.98 | 469000 | 3892.7 | 2018.04 | 4448.8 | 1643.3963 | 1072 | 52260 | 3618 | 3214.66 | 25460 | 6371.7 | 1984.54 | 7028.3 | 112560 | 20502 | 2311.5 | 2067.62 | 35657.4 |  |  |  | BGE.01.2.1.0.01.d | BG | E.01.2.1.0 | Residential buildings (CPA 41) | E.01.2.1.0.01.d | Renovation of a detached house | in full | 95299.2 | 7 | 6670.944 | 101970.144 | 52137.3065 | : | 2024-03-21 17:20:01
X.00.2.1.1 | X.00.2.1.1.51.ai | Frame; 25 x 38mm vertical; 25 x 25mm horizontal; 450mm centres; two sided | 19000 | 230.846 | 100 | 295 | 370 | 300 | 120 | 3780 | 273 | 1300 | 156 | 310 | 194.8 | 112.5 | 114.4 | 75 | 46000 | 210 | 32800 | 181.8 | 75.3 | 358 | 295.358 | 250 | 4300 | 185 | 419.5 | 1200 | 390.189 | 366.2 | 1119 | 18000 | 2720 | 92 | 139.9 | 5000 |  |  |  | BGE.01.2.1.0.02.a | BG | E.01.2.1.0 | Residential buildings (CPA 41) | E.01.2.1.0.02.a | Apartment | in full | 7651034.7 | 5 | 382551.735 | 8033586.435 | 4107570.5261 | : | 2024-03-15 08:37:39
X.00.2.1.1 | X.00.2.1.1.51.aj | MR boarding ply; 9mm; fixed to framework; two sided to casings; 300mm girth | 12200 | 103.9089 | 120 | 87 | 190 | 166 | 70 | 2600 | 90 | 780 | 76.3 | 91 | 148.896 | 65.16 | 65.9 | 65 | 35600 | 51.72 | 20460 | 81 | 86.04 | 96 | 163.7326 | 100 | 2700 | 50.5 | 155.2 | 620 | 165.2738 | 189.42 | 288.7 | 8200 | 1296 | 76.92 | 74.22 | 2500 |  |  |  | BGE.01.2.2.0.01.a | BG | E.01.2.2.0 | Non-residential buildings (CPA 41) | E.01.2.2.0.01.a | Light industrial building | in full | 2890189.54 | 5 | 144509.477 | 3034699.017 | 1551640.7695 | : | 2024-02-15 16:37:16
X.00.2.1.1 | X.00.2.1.1.51.ak | Insulated loft hatch incl. linings and stop; 550 x 700mm; over landing area | 5656 | 194.1999 | 86 | 138.5 | 451 | 600 | 140 | 7580 | 215 | 2180 | 270 | 425 | 632.31 | 157.42 | 286.9 | 77.5 | 35500 | 115.62 | 26400 | 160.86 | 275.88 | 90 | 205.301 | 42 | 4850 | 208 | 244.35 | 6000 | 191.4602 | 359.71 | 1334.25 | 16000 | 3179 | 108.95 | 149.94 | 5000 |  |  |  | BGE.01.2.2.0.02.a | BG | E.01.2.2.0 | Non-residential buildings (CPA 41) | E.01.2.2.0.02.a | Office building | in full | 5269313.06 | 5 | 263465.653 | 5532778.713 | 2828908.2283 | : | 2024-03-15 08:42:22
X.00.2.1.1 | X.00.2.1.1.51.al | PVCu fascia; 200mm fascia/bargeboard and 200mm soffit; incl. batten support | 44460 | 2257.2752 | 760 | 1501 | 2698 | 3306 | 1330 | 8398 | 1455.4 | 6840 | 383.8 | 1292 | 911.24 | 1811.84 | 1977.9 | 817 | 152000 | 1144.56 | 329460 | 2275.06 | 421.04 | 2318 | 567.158 | 342 | 28120 | 1254 | 1952.82 | 20140 | 2291.78 | 1218.28 | 2494.7 | 44840 | 11248 | 419.52 | 602.3 | 19000 |  |  |  | BGE.01.2.3.0.01.a | BG | E.01.2.3.0 | Civil engineering works (CPA 42) | E.01.2.3.0.01.a | Asphalt road | in full | 559095.4 | 7 | 39136.678 | 598232.078 | 305875.8963 | : | 2024-03-21 17:18:23
X.00.2.1.1 | X.00.2.1.1.51.am | 826 x 2040mm internal white softwood door and frame; standard quality | 774000 | 9058.4966 | 6000 | 3470 | 9980 | 11000 | 4500 | 153450 | 11850 | 60200 | 3690 | 3650 | 4623 | 5963.8 | 5023.7 | 4000 | 2520000 | 5691 | 1344600 | 3611.8 | 3787.8 | 12200 | 4803.4 | 1800 | 140000 | 5250 | 10529.5 | 57000 | 12300 | 5662.9 | 13726 | 360000 | 109640 | 4070.7 | 4506.9 | 120000 |  |  |  | BGE.01.2.3.0.01.b | BG | E.01.2.3.0 | Civil engineering works (CPA 42) | E.01.2.3.0.01.b | Road resurfacing | in full | 174624.2 | 8 | 13969.936 | 188594.136 | 96428.1297 | : | 2024-03-21 17:17:08
X.00.2.1.1 | X.00.2.1.1.51.an | MDF base unit cupboards 800mm height incl. ironmongery etc. | 106000 | 3005.3175 | 2000 | 2310 | 3210 | 4000 | 1500 | 31770 | 2500 | 11640 | 1705 | 1500 | 2435.65 | 1861.21 | 1433.4624 | 800 | 564000 | 3165 | 489090 | 2057.89 | 1859 | 5500 | 1085.691 | 850 | 41500 | 2250 | 3115.4 | 34000 | 10000 | 1633.57 | 4668.15 | 200000 | 38680 | 1370.6 | 3347.99 | 16000 |  |  |  | CHE.01.2.1.0.01.a | CH | E.01.2.1.0 | Residential buildings (CPA 41) | E.01.2.1.0.01.a | Detached house | in full | 300035.9 | 14.566 | 43703.2292 | 343739.1292 | 352516.7975 | : | 2024-03-26 16:53:23
X.00.2.1.1 | X.00.2.1.1.51.ao | 4Nr 600 x 800mm single MDF white cabinets incl. ironmongery etc. | 33500 | 1131.8026 | 1000 | 1340 | 1650 | 1790 | 750 | 16415 | 917 | 5560 | 580 | 854 | 1076.36 | 1032.64 | 1028.16 | 390 | 186000 | 1579 | 155520 | 1151.2 | 1046 | 2000 | 1110.7096 | 350 | 22000 | 1300 | 760.28 | 13000 | 4800 | 916.95 | 1738.8 | 70000 | 6700 | 630.8 | 1333.22 | 10000 |  |  |  | CHE.01.2.1.0.01.d | CH | E.01.2.1.0 | Residential buildings (CPA 41) | E.01.2.1.0.01.d | Renovation of a detached house | in full | 91383.1677 | 18.886 | 17258.6251 | 108641.7928 | 111416.0525 | : | 2023-07-27 15:12:57
X.00.2.1.1 | X.00.2.1.1.51.ap | 38mm thick white laminate worktop 640mm wide and make good | 38400 | 1084.3937 | 900 | 888 | 1926 | 1200 | 570 | 12930 | 643.8 | 6360 | 552 | 660 | 1034.16 | 1060.92 | 1197.504 | 603 | 180000 | 420.36 | 110280 | 897.42 | 421.2 | 840 | 500.4938 | 480 | 19560 | 1020 | 555 | 10680 | 1903.5 | 757.08 | 1724.4 | 90000 | 11790 | 430.8 | 407.82 | 18000 |  |  |  | CHE.01.2.1.0.02.a | CH | E.01.2.1.0 | Residential buildings (CPA 41) | E.01.2.1.0.02.a | Apartment | in full | 9514216.3 | 12.7547 | 1213509.7464 | 10727726.0464 | 11001667.5689 | : | 2024-03-26 16:54:42
X.00.2.1.1 | X.00.2.1.1.51.aq | Softwood staircase; unfinished; straight flight; 13 riser; 2.6m total rise | 145000 | 4340.9182 | 2550 | 2570 | 4800 | 6450 | 2800 | 97620 | 5185 | 37060 | 1655 | 2750 | 4111.21 | 4946.18 | 1415.52 | 1285 | 724000 | 1951.25 | 605520 | 3868.11 | 2676 | 2650 | 3891.8475 | 1800 | 96000 | 2500 | 2907.98 | 41000 | 5964.4 | 2894.47 | 8249.35 | 140000 | 53402 | 2319 | 1901.75 | 28437.5 |  |  |  | CHE.01.2.2.0.01.a | CH | E.01.2.2.0 | Non-residential buildings (CPA 41) | E.01.2.2.0.01.a | Light industrial building | in full | 3170541.382 | 10.0982 | 320167.6098 | 3490708.9918 | 3579847.1867 | : | 2024-02-14 08:26:02
X.00.2.1.1 | X.00.2.1.1.51.ar | Skirtings; wrought softwood; plain square edge: 25 x 145mm | 171990 | 2025.1238 | 1170 | 1579.5 | 4914 | 2574 | 1404 | 33930 | 3978 | 22230 | 877.5 | 1462.5 | 2126.592 | 2574 | 2538.9 | 877.5 | 549900 | 1138.41 | 280800 | 1918.8 | 822.51 | 4270.5 | 1569.4088 | 702 | 51480 | 1404 | 3034.98 | 33345 | 6079.5421 | 2024.1 | 8090.55 | 58500 | 24804 | 1334.97 | 1124.37 | 23400 |  |  |  | CHE.01.2.2.0.02.a | CH | E.01.2.2.0 | Non-residential buildings (CPA 41) | E.01.2.2.0.02.a | Office building | in full | 5179313.1654 | 10.2192 | 529282.2993 | 5708595.4647 | 5854369.2593 | : | 2024-03-26 17:41:41
X.00.2.1.1 | X.00.2.1.1.51.as | Window boards; wrought softwood; nosed and tongued: 25 x 225mm | 17240 | 646.4438 | 80 | 454.4 | 1400 | 720 | 240 | 9680 | 686.4 | 5040 | 176 | 252 | 444.96 | 594.24 | 211.04 | 260 | 103200 | 106.16 | 18000 | 487.84 | 176.4 | 734 | 141.6492 | 80 | 4800 | 100 | 471.6 | 2880 | 1560.6557 | 381.04 | 521.2 | 33600 | 1864 | 114.08 | 94.88 | 5200 |  |  |  | CHE.01.2.3.0.01.a | CH | E.01.2.3.0 | Civil engineering works (CPA 42) | E.01.2.3.0.01.a | Asphalt road | in full | 402575 | 5 | 20128.75 | 422703.75 | 433497.8464 | : | 2024-02-14 08:47:02
X.00.2.1.1 | X.00.2.1.1.52.aa | 3 sections Aluminium loft ladder 12 rungs 1302mm; fixing to opening | 32000 | 284.2498 | 550 | 370.2 | 921 | 655 | 440 | 11850 | 666 | 2270 | 252 | 520 | 495.76 | 268.36 | 322.14 | 250 | 178000 | 219.89 | 55000 | 373.2077 | 632.89 | 277 | 323.922 | 250 | 24000 | 219.8396 | 405.94 | 3780 | 954.8 | 430.43 | 1163.65 | 25000 | 5457 | 590.45 | 245.56 | 20000 |  |  |  | CHE.01.2.3.0.01.b | CH | E.01.2.3.0 | Civil engineering works (CPA 42) | E.01.2.3.0.01.b | Road resurfacing | in full | 146248 | 6.5 | 9506.12 | 155754.12 | 159731.4327 | : | 2024-03-26 17:46:06
X.00.2.1.1 | X.00.2.1.1.52.ab | 30 x 5 x 1000mm galv mild steel straps; fix to woodwork and masonry | 19320 | 414.1465 | 350 | 537.6 | 1176 | 308 | 224 | 13580 | 750.4 | 840 | 977.2 | 588 | 913.36 | 641.2 | 212.52 | 224 | 182000 | 171.36 | 32200 | 718.0952 | 290.92 | 798 | 412.2644 | 224 | 12600 | 777.5704 | 501.76 | 1456 | 698.712 | 995.12 | 1100.4 | 25200 | 4284 | 549.36 | 346.92 | 8750 |  |  |  | CYE.01.2.1.0.01.a | CY | E.01.2.1.0 | Residential buildings (CPA 41) | E.01.2.1.0.01.a | Detached house | in full | 122169 | 7 | 8551.83 | 130720.83 | 130720.83 | : | 2023-08-30 08:15:42
X.00.2.1.1 | X.00.2.1.1.52.ac | Galv steel truss clips; to trussed rafter construction at plate; width 38mm | 17700 | 443.7284 | 540 | 780 | 810 | 330 | 210 | 5700 | 672 | 6900 | 279 | 285 | 1185.66 | 125.7 | 114 | 240 | 120000 | 171.6 | 23400 | 941.2322 | 117 | 513.6 | 218.9186 | 660 | 9600 | 225 | 822.3 | 1560 | 780 | 498.6 | 564 | 21600 | 2190 | 345.6 | 111.9 | 6750 |  |  |  | CYE.01.2.1.0.01.d | CY | E.01.2.1.0 | Residential buildings (CPA 41) | E.01.2.1.0.01.d | Renovation of a detached house | in full | 37513.5 | 10 | 3751.35 | 41264.85 | 41264.85 | : | 2023-07-28 17:42:19
X.00.2.1.1 | X.00.2.1.1.52.ad | Galv steel joist hangers; to masonry: 50 x 200mm; to ends of floor joists | 30800 | 689.9652 | 1200 | 672 | 1640 | 620 | 760 | 8840 | 920 | 2400 | 944 | 500 | 884 | 708.8 | 234.8 | 480 | 220000 | 228.8 | 62800 | 947.1685 | 319.6 | 696 | 583.7829 | 480 | 16000 | 400 | 426.8 | 4240 | 1951.2049 | 316 | 1120 | 40000 | 3040 | 538.4 | 157.2 | 8000 |  |  |  | CYE.01.2.1.0.02.a | CY | E.01.2.1.0 | Residential buildings (CPA 41) | E.01.2.1.0.02.a | Apartment | in full | 3341346.1384 | 7 | 233894.2297 | 3575240.3681 | 3575240.3681 | : | 2024-02-22 07:22:29
X.00.2.1.1 | X.00.2.1.1.53.aa | PVCu casement triple glazed window incl. frames ironmongery etc. | 296000 | 5621.6685 | 2400 | 5760 | 6080 | 8400 | 3840 | 84880 | 5832 | 46800 | 2160.8 | 3200 | 5615.04 | 6285.12 | 8141.52 | 2200 | 960000 | 6359.92 | 784800 | 4482.48 | 1932.88 | 7040 | 2444.624 | 1760 | 116800 | 5982.76 | 8076.8 | 73920 | 11866.7808 | 5510.16 | 8481.6 | 584000 | 54176 | 1703.44 | 1814.48 | 64000 |  |  |  | CYE.01.2.2.0.01.a | CY | E.01.2.2.0 | Non-residential buildings (CPA 41) | E.01.2.2.0.01.a | Light industrial building | in full | 1306454.3 | 7 | 91451.801 | 1397906.101 | 1397906.101 | : | 2024-02-08 13:10:57
X.00.2.1.1 | X.00.2.1.1.53.ab | PVCu casement triple glazed frosted window incl. frames ironmongery etc. | 85000 | 1542.9196 | 600 | 1440 | 1580 | 2100 | 960 | 21220 | 1680 | 11700 | 548 | 900 | 1431.84 | 1686.84 | 1466.2732 | 550 | 240000 | 1589.98 | 117980 | 1120.62 | 530.88 | 2050 | 641.816 | 500 | 31200 | 1532.122 | 2186 | 19080 | 2966.6952 | 1432.3 | 2250.4 | 158000 | 16150 | 511.02 | 492.52 | 16000 |  |  |  | CYE.01.2.2.0.02.a | CY | E.01.2.2.0 | Non-residential buildings (CPA 41) | E.01.2.2.0.02.a | Office building | in full | 2868481.5 | 7 | 200793.705 | 3069275.205 | 3069275.205 | : | 2024-02-08 13:31:06
X.00.2.1.1 | X.00.2.1.1.53.ac | PVCu single external door and frame; 900 x 2050mm | 85000 | 988.1296 | 800 | 950 | 1400 | 1900 | 850 | 23150 | 2500 | 11350 | 650.5 | 576 | 615.14 | 1186.95 | 1391.17 | 395 | 180000 | 1130.68 | 356600 | 847.61 | 363.89 | 1375 | 780.7618 | 450 | 22000 | 838.9127 | 2293.98 | 15200 | 2172.0447 | 1282.94 | 2512.9 | 100000 | 25132 | 393.88 | 626.57 | 9395.63 |  |  |  | CYE.01.2.3.0.01.a | CY | E.01.2.3.0 | Civil engineering works (CPA 42) | E.01.2.3.0.01.a | Asphalt road | in full | 309217 | 10 | 30921.7 | 340138.7 | 340138.7 | : | 2024-02-12 13:54:23
X.00.2.1.1 | X.00.2.1.1.53.ad | PVCu pair external glazed French doors and frame; 1200 x 2050mm | 100000 | 1159.4891 | 1350 | 970 | 1985 | 2600 | 950 | 24300 | 2540 | 11310 | 390 | 787 | 1068.78 | 1279.85 | 1870.87 | 430 | 210000 | 2000.24 | 427910 | 1139.42 | 483.87 | 1685 | 946.5974 | 450 | 28000 | 1125.03 | 2911.6 | 19000 | 2896.0596 | 1446.48 | 3562.8 | 86000 | 28266 | 426.43 | 908.15 | 11008.13 |  |  |  | CYE.01.2.3.0.01.b | CY | E.01.2.3.0 | Civil engineering works (CPA 42) | E.01.2.3.0.01.b | Road resurfacing | in full | 93088 | 10 | 9308.8 | 102396.8 | 102396.8 | : | 2023-07-28 17:42:14
X.00.2.1.1 | X.00.2.1.1.60.aa | Cement and sand (1:3); trowelled float finish; 65mm thick; incl. reinf | 176700 | 2096.6727 | 1240 | 1054 | 2542 | 3100 | 744 | 39680 | 1996.4 | 13640 | 1370.2 | 1302 | 2163.18 | 1757.08 | 2215.88 | 837 | 558000 | 2163.18 | 488560 | 2878.04 | 1416.7 | 2263 | 1311.912 | 806 | 44020 | 1581 | 2015 | 39804 | 5186.92 | 1209 | 7505.1 | 136400 | 33232 | 1028.58 | 1734.14 | 23506.68 |  |  |  | CZE.01.2.1.0.01.a | CZ | E.01.2.1.0 | Residential buildings (CPA 41) | E.01.2.1.0.01.a | Detached house | in full | 3874253 | 6.72 | 260349.8016 | 4134602.8016 | 175232.1594 | : | 2023-07-28 17:42:38
X.00.2.1.1 | X.00.2.1.1.60.ab | Cement and sand (1:3) to walls 10mm thick; finish with 5mm thick plaster | 238824 | 6661.0924 | 4185 | 8556 | 6882 | 6510 | 4650 | 98208 | 10341.6 | 81840 | 3069 | 3813 | 2622.6 | 12549.42 | 7428.84 | 2194.8 | 1246200 | 6826.2 | 1365240 | 4841.58 | 3627 | 7998 | 3244.0557 | 2232 | 195300 | 3720 | 14046.72 | 103230 | 16740 | 3294.06 | 14675.4 | 260400 | 135222 | 2903.46 | 4335.66 | 92546.16 |  |  |  | CZE.01.2.1.0.01.d | CZ | E.01.2.1.0 | Residential buildings (CPA 41) | E.01.2.1.0.01.d | Renovation of a detached house | in full | 1062536.1 | 6.72 | 71402.4259 | 1133938.5259 | 48058.4245 | : | 2023-07-28 17:42:40
X.00.2.1.1 | X.00.2.1.1.60.ac | Plasterboard to ceiling; 12.5mm wallboard to woodwork; one coat for scrim | 282900 | 4316.4914 | 4920 | 5067.6 | 8733 | 5166 | 3690 | 132471 | 4329.6 | 36900 | 3936 | 4674 | 3869.58 | 2948.31 | 4001.19 | 2201.7 | 1512900 | 5471.04 | 779820 | 5827.74 | 1658.04 | 5904 | 4491.6437 | 2214 | 172200 | 5535 | 5676.45 | 61992 | 11789.55 | 4082.37 | 8837.55 | 362850 | 49692 | 2841.3 | 4257.03 | 24692.25 |  |  |  | CZE.01.2.1.0.02.a | CZ | E.01.2.1.0 | Residential buildings (CPA 41) | E.01.2.1.0.02.a | Apartment | in full | 122761800.7444 | 6.72 | 8249593.01 | 131011393.7544 | 5552506.6224 | : | 2023-07-28 17:42:42
X.00.2.1.1 | X.00.2.1.1.60.ad | Plasterboard to walls; 12.5mm wallboard to woodwork; one coat for scrimming | 212800 | 3275.1846 | 3360 | 4088 | 8064 | 3584 | 3920 | 93632 | 3628.8 | 30240 | 2800 | 4256 | 3024 | 3243.52 | 2656.64 | 1926.4 | 1456000 | 4978.4 | 705600 | 6168.96 | 3226.72 | 6630.4 | 4128.1045 | 2016 | 199360 | 5152 | 4040.96 | 52640 | 10063.2 | 3898.72 | 7543.2 | 396480 | 43120 | 1800.96 | 3379.04 | 63840 |  |  |  | CZE.01.2.2.0.01.a | CZ | E.01.2.2.0 | Non-residential buildings (CPA 41) | E.01.2.2.0.01.a | Light industrial building | in full | 33989271.47 | 6.72 | 2284079.0428 | 36273350.5128 | 1537332.0836 | : | 2023-07-28 17:42:32
X.00.2.1.1 | X.00.2.1.1.60.ae | Medium quality carpet and underlay incl gripper and 50mm door bars | 218198 | 4091.5041 | 5530 | 3792 | 5925 | 6320 | 3160 | 69678 | 4969.1 | 33970 | 2537.322 | 4345 | 5129.47 | 5722.76 | 3897.07 | 2014.5 | 1027000 | 4385.3722 | 568010 | 4701.29 | 2811.61 | 6952 | 3428.4382 | 2607 | 118500 | 5214 | 4029 | 51350 | 13825 | 6195.18 | 16360.9 | 521400 | 61146 | 2236.49 | 4661 | 79000 |  |  |  | CZE.01.2.2.0.02.a | CZ | E.01.2.2.0 | Non-residential buildings (CPA 41) | E.01.2.2.0.02.a | Office building | in full | 85316984.5 | 6.72 | 5733301.3584 | 91050285.8584 | 3858880.5195 | : | 2023-10-31 10:04:01
X.00.2.1.1 | X.00.2.1.1.60.af | 8mm thick 'standard quality' laminate sheeting incl. underlay | 108650 | 2914.219 | 1640 | 1681 | 2788 | 2665 | 1435 | 37064 | 2636.3 | 20090 | 1564.56 | 2665 | 3093.86 | 2686.73 | 2907.31 | 881.5 | 594500 | 2031.55 | 326360 | 2423.92 | 1546.93 | 2353.4 | 1613.5413 | 861 | 65600 | 2050 | 3136.5 | 21730 | 6674.8 | 3681.39 | 4635.05 | 147600 | 24477 | 1289.45 | 3276.72 | 61500 |  |  |  | CZE.01.2.3.0.01.a | CZ | E.01.2.3.0 | Civil engineering works (CPA 42) | E.01.2.3.0.01.a | Asphalt road | in full | 10562275.14 | 6.72 | 709784.8894 | 11272060.0294 | 477730.8764 | : | 2024-01-29 09:41:01
X.00.2.1.1 | X.00.2.1.1.60.ag | Paint walls internally; two coats vinyl silk emulsion paint; white | 178290 | 4058.6569 | 2264 | 3891.25 | 5235.5 | 4245 | 2264 | 83768 | 4556.3 | 22640 | 3014.799 | 2405.5 | 2592.28 | 2776.23 | 3885.59 | 1981 | 1301800 | 2139.48 | 888620 | 3871.44 | 1491.41 | 4414.8 | 2669.9175 | 1698 | 99050 | 2547 | 5306.25 | 29998 | 7199.52 | 2065.9 | 10230.45 | 152820 | 36507 | 1115.02 | 2937.54 | 63675 |  |  |  | CZE.01.2.3.0.01.b | CZ | E.01.2.3.0 | Civil engineering works (CPA 42) | E.01.2.3.0.01.b | Road resurfacing | in full | 2427800.4 | 6.72 | 163148.1869 | 2590948.5869 | 109809.2217 | : | 2024-01-29 09:43:01
X.00.2.1.1 | X.00.2.1.1.60.ah | Clean 145mm skirting and paint; one undercoat alkyd paint one coat gloss | 60255 | 1104.2555 | 1170 | 1509.3 | 1392.3 | 1170 | 585 | 15327 | 982.8 | 8190 | 662.1676 | 936 | 785.538 | 464.49 | 623.61 | 526.5 | 315900 | 611.91 | 53820 | 1038.96 | 519.48 | 819 | 520.3711 | 702 | 18720 | 1287 | 1140.75 | 13455 | 1398.15 | 691.47 | 2252.25 | 42120 | 10530 | 387.27 | 716.04 | 22528.35 |  |  |  | DEE.01.2.1.0.01.a | DE | E.01.2.1.0 | Residential buildings (CPA 41) | E.01.2.1.0.01.a | Detached house | in full | 257403.95 | 21.2 | 54569.6374 | 311973.5874 | 311973.5874 | : | 2024-01-14 15:41:44
X.00.2.1.1 | X.00.2.1.1.60.ai | One coat primer two coats vinyl silk emulsion to existing plaster ceiling | 93750 | 1666.5807 | 625 | 2137.5 | 5750 | 2812.5 | 1000 | 51750 | 2100 | 10000 | 1380.65 | 1062.5 | 1826.25 | 1350 | 2287.5 | 812.5 | 387500 | 1617.5 | 362500 | 1937.5 | 777.5 | 1875 | 1361.2401 | 750 | 40000 | 1312.5 | 2531.25 | 21000 | 3339 | 1713.75 | 4987.5 | 62500 | 24250 | 886.25 | 1428.75 | 28125 |  |  |  | DEE.01.2.1.0.01.d | DE | E.01.2.1.0 | Residential buildings (CPA 41) | E.01.2.1.0.01.d | Renovation of a detached house | in full | 67113.05 | 32.58 | 21865.4317 | 88978.4817 | 88978.4817 | : | 2023-07-31 16:13:55
X.00.2.1.1 | X.00.2.1.1.60.aj | Glazed white ceramic wall tiling 200 x 200 x 10mm; fix with adhesive | 60000 | 1495.4277 | 825 | 750 | 1560 | 1425 | 600 | 22875 | 1089 | 19950 | 496.08 | 648 | 881.1 | 1552.35 | 909.6 | 712.5 | 315000 | 1328.1 | 250950 | 480 | 1067.25 | 1770 | 988.5838 | 525 | 24000 | 1020 | 1690.5 | 16500 | 2618.25 | 723.3 | 2827.5 | 72000 | 19350 | 676.05 | 517.5 | 15000 |  |  |  | DEE.01.2.1.0.02.a | DE | E.01.2.1.0 | Residential buildings (CPA 41) | E.01.2.1.0.02.a | Apartment | in full | 8440326.3 | 16.84 | 1421350.9489 | 9861677.2489 | 9861677.2489 | : | 2023-08-18 15:52:21
X.00.2.1.1 | X.00.2.1.1.71.aa | Extend hot and cold services with 15mm push-fit pipes incl all fixings | 7460 | 272.2485 | 370 | 142 | 367.5 | 405 | 180 | 2800 | 294 | 1070 | 94.7141 | 180 | 94.68 | 91.77 | 169.8 | 67 | 64000 | 59.5 | 28410 | 157.59 | 208.4 | 425 | 159.9992 | 110 | 2900 | 60 | 211.67 | 3800 | 168.2 | 56.33 | 321.1 | 5500 | 1610 | 84.76 | 167.8 | 1500 |  |  |  | DEE.01.2.2.0.01.a | DE | E.01.2.2.0 | Non-residential buildings (CPA 41) | E.01.2.2.0.01.a | Light industrial building | in full | 2222629.85 | 21 | 466752.2685 | 2689382.1185 | 2689382.1185 | : | 2024-02-28 14:07:08
X.00.2.1.1 | X.00.2.1.1.71.ab | Extend soil and waste with 110mm dia PVCu push-fit pipes incl. all fixings | 9480 | 252.6577 | 370 | 162 | 155.8 | 350 | 200 | 3114 | 280 | 2150 | 83.5211 | 230 | 240 | 300.36 | 280.3 | 145.3 | 56000 | 69 | 29860 | 136.578 | 131.58 | 190 | 134.9653 | 160 | 3700 | 150 | 261.23 | 2800 | 274.05 | 212.74 | 389.7 | 6000 | 5070 | 108.3 | 197.65 | 696.15 |  |  |  | DEE.01.2.2.0.02.a | DE | E.01.2.2.0 | Non-residential buildings (CPA 41) | E.01.2.2.0.02.a | Office building | in full | 5595233.8 | 17.7 | 990356.3826 | 6585590.1826 | 6585590.1826 | : | 2023-07-31 16:13:51
X.00.2.1.1 | X.00.2.1.1.71.ac | Steel sink 1000 x 600mm; single bowl; single drainer; incl. mixer taps | 23500 | 928.3155 | 350 | 301 | 1002 | 1500 | 250 | 20500 | 838 | 5050 | 495.5 | 380 | 424.23 | 498.08 | 540.79 | 280 | 126000 | 618.06 | 108070 | 324.84 | 192.53 | 760 | 680.8755 | 180 | 35000 | 510 | 1198.73 | 10800 | 1251.26 | 999.03 | 958.4 | 27000 | 10700 | 368 | 557.29 | 5610 |  |  |  | DEE.01.2.3.0.01.a | DE | E.01.2.3.0 | Civil engineering works (CPA 42) | E.01.2.3.0.01.a | Asphalt road | in full | 499604.5 | 10.75 | 53707.4837 | 553311.9838 | 553311.9838 | : | 2024-01-14 17:23:28
X.00.2.1.1 | X.00.2.1.1.71.ad | Bath 1700 x 700mm; with panel. Incl. taps and fittings; fix and connect | 45000 | 1162.2053 | 580 | 620 | 1120 | 2500 | 625 | 14500 | 1596 | 7020 | 762.19 | 790 | 1070.88 | 1338.39 | 1629.75 | 335 | 230000 | 1104.48 | 181020 | 464.81 | 563.05 | 1070 | 577.4121 | 320 | 31000 | 1100 | 1786.91 | 17000 | 1883.6 | 769.94 | 1841.25 | 35400 | 13400 | 509.5 | 325.47 | 6500 |  |  |  | DEE.01.2.3.0.01.b | DE | E.01.2.3.0 | Civil engineering works (CPA 42) | E.01.2.3.0.01.b | Road resurfacing | in full | 118946 | 15.86 | 18864.8356 | 137810.8356 | 137810.8356 | : | 2024-01-14 17:48:34
X.00.2.1.1 | X.00.2.1.1.71.ae | 500mm rectangular basin with pedestal; tap and fittings; fix and connect | 82200 | 1444.4 | 1080 | 975 | 2250 | 3000 | 1080 | 21900 | 1830 | 16860 | 816.1296 | 1050 | 1152.75 | 1644.27 | 1970.49 | 586.5 | 402000 | 2085 | 258030 | 1130.76 | 654.66 | 1530 | 1006.2318 | 465 | 29400 | 570 | 1959.96 | 24900 | 2850 | 904.83 | 3538.8 | 135000 | 26910 | 1191.9 | 644.79 | 10755 |  |  |  | DKE.01.2.1.0.01.a | DK | E.01.2.1.0 | Residential buildings (CPA 41) | E.01.2.1.0.01.a | Detached house | in full | 1736450 | 7 | 121551.5 | 1858001.5 | 249446.3986 | : | 2024-01-18 10:27:18
X.00.2.1.1 | X.00.2.1.1.71.af | Close coupled WC suite; Incl. cistern seat and fittings; fix and connect | 88260 | 1315.8919 | 1950 | 1905 | 1836 | 3375 | 1005 | 41400 | 2898 | 15810 | 1183.26 | 1260 | 1681.68 | 2548.08 | 1781.85 | 564 | 582000 | 2007 | 283350 | 2468.61 | 547.26 | 1320 | 1402.7686 | 540 | 29400 | 780 | 1530.24 | 27000 | 6300 | 1386.24 | 3402.15 | 165000 | 18450 | 1032.9 | 504.33 | 19800 |  |  |  | DKE.01.2.1.0.01.d | DK | E.01.2.1.0 | Residential buildings (CPA 41) | E.01.2.1.0.01.d | Renovation of a detached house | in full | 477810 | 10 | 47781 | 525591 | 70563.3349 | : | 2024-01-18 10:29:00
X.00.2.1.1 | X.00.2.1.1.71.ag | 900 x 900mm shower tray incl 6mm thick quadrant; fittings; fix and connect | 59600 | 434.7415 | 1000 | 1039 | 2008 | 1800 | 500 | 22100 | 524 | 7020 | 726.2658 | 680 | 640.65 | 856.5 | 1246.48 | 370 | 243000 | 955 | 111810 | 616.56 | 487 | 950 | 502.8547 | 255 | 18800 | 820 | 922.96 | 9000 | 1450 | 656.37 | 2093.45 | 36000 | 11060 | 348 | 402.68 | 7000 |  |  |  | DKE.01.2.1.0.02.a | DK | E.01.2.1.0 | Residential buildings (CPA 41) | E.01.2.1.0.02.a | Apartment | in full | 53137971.6 | 10 | 5313797.16 | 58451768.76 | 7847455.0258 | : | 2023-10-09 09:59:03
X.00.2.1.1 | X.00.2.1.1.71.ah | Thermostatic bar mixer shower; Hansgrohe Croma 100 Showerpipe or similar | 69700 | 428.2485 | 195 | 227 | 726 | 790 | 370 | 7600 | 625 | 2930 | 421.07 | 420 | 477.03 | 535.42 | 313.98 | 335 | 170000 | 595 | 66770 | 198.48 | 394 | 560 | 511.5621 | 290 | 21000 | 380 | 469.28 | 4450 | 833.3333 | 344.6 | 1005.4 | 42000 | 6950 | 264.5 | 223.43 | 3575 |  |  |  | DKE.01.2.2.0.01.a | DK | E.01.2.2.0 | Non-residential buildings (CPA 41) | E.01.2.2.0.01.a | Light industrial building | in full | 17045358 | 7 | 1193175.06 | 18238533.06 | 2448618.2533 | : | 2023-07-25 14:50:00
X.00.2.1.1 | X.00.2.1.1.71.ai | 15mm cold water plumbing pipework; incl. fittings; 8Nr stop valves | 59500 | 1334.1475 | 1050 | 2205 | 3801 | 2625 | 875 | 27300 | 1561 | 18900 | 1071 | 1137.5 | 635.25 | 1094.45 | 1104.25 | 560 | 490000 | 942.55 | 341950 | 1667.75 | 1069.6 | 987 | 698.0694 | 875 | 43400 | 1260 | 1951.25 | 20300 | 2735.3 | 1863.75 | 5405.75 | 82600 | 30450 | 698.95 | 698.6 | 21000 |  |  |  | DKE.01.2.2.0.02.a | DK | E.01.2.2.0 | Non-residential buildings (CPA 41) | E.01.2.2.0.02.a | Office building | in full | 33088940 | 10 | 3308894 | 36397834 | 4886599.181 | : | 2024-01-18 10:40:16
X.00.2.1.1 | X.00.2.1.1.71.aj | 15mm hot water plumbing pipework; incl. fittings; 3Nr stop valves | 39900 | 1143.555 | 750 | 1131 | 2292 | 1800 | 660 | 20040 | 1122 | 12900 | 330 | 975 | 544.5 | 881.4 | 879.3 | 480 | 330000 | 1132.5 | 188700 | 1429.5 | 672.3 | 846 | 598.3452 | 750 | 42000 | 1080 | 1673.7 | 16740 | 2267.4 | 964.5 | 2911.5 | 70800 | 21600 | 540 | 497.1 | 18000 |  |  |  | DKE.01.2.3.0.01.a | DK | E.01.2.3.0 | Civil engineering works (CPA 42) | E.01.2.3.0.01.a | Asphalt road | in full | 3523167.7138 | 7 | 246621.74 | 3769789.4538 | 506113.9093 | : | 2024-01-18 10:44:26
X.00.2.1.1 | X.00.2.1.1.71.ak | Cold water supply; MDPE pipe 20mm dia; metre to rising main | 10200 | 74.6865 | 150 | 140 | 198 | 1230 | 200 | 10200 | 570 | 4100 | 325.8 | 325 | 104.6 | 93.73 | 421.1 | 280 | 69000 | 630 | 84170 | 403.55 | 177.28 | 845 | 587.7522 | 375 | 5000 | 420 | 504.41 | 4000 | 353 | 154.4 | 630.75 | 11800 | 6350 | 72.75 | 204.52 | 3500 |  |  |  | DKE.01.2.3.0.01.b | DK | E.01.2.3.0 | Civil engineering works (CPA 42) | E.01.2.3.0.01.b | Road resurfacing | in full | 946062 | 7 | 66224.34 | 1012286.34 | 135904.7244 | : | 2024-01-18 10:47:58
X.00.2.1.1 | X.00.2.1.1.71.al | PVCu rainwater pipes and fittings; fix to masonry; 68mm diameter | 82000 | 762.2485 | 380 | 280 | 281.6 | 500 | 340 | 9950 | 450 | 2300 | 153 | 420 | 291.5 | 161.8 | 565.6 | 235 | 117000 | 256.3 | 72900 | 368.3 | 196.5 | 320 | 208.3892 | 320 | 15200 | 594 | 423.9 | 4500 | 1073.4 | 360.6 | 686.5 | 15000 | 5000 | 219.3 | 252.2 | 3000 |  |  |  | EEE.01.2.1.0.01.a | EE | E.01.2.1.0 | Residential buildings (CPA 41) | E.01.2.1.0.01.a | Detached house | in full | 124643.4152 | 5.55 | 6917.7095 | 131561.1247 | 131561.1247 | : | 2023-07-28 17:42:58
X.00.2.1.1 | X.00.2.1.1.71.am | PVCu rainwater gutters; fix to woodwork or plastic backgrounds; 112mm dia | 82800 | 1372.0474 | 405 | 1170 | 470.16 | 1980 | 504 | 11070 | 867.6 | 9000 | 361.8 | 990 | 303.66 | 1208.7 | 921.42 | 378 | 243000 | 455.04 | 185400 | 765.18 | 304.74 | 662.4 | 342.9137 | 450 | 34200 | 900 | 719.64 | 11880 | 3182.3153 | 669.6 | 1327.5 | 30600 | 10080 | 439.2 | 408.24 | 2520 |  |  |  | EEE.01.2.1.0.01.d | EE | E.01.2.1.0 | Residential buildings (CPA 41) | E.01.2.1.0.01.d | Renovation of a detached house | in full | 37539.47 | 5.75 | 2158.5195 | 39697.9895 | 39697.9895 | : | 2024-03-28 15:34:20
X.00.2.1.1 | X.00.2.1.1.72.aa | Gas-fired 32kW wall mounted fan-assisted condensing boiler | 280000 | 4718.1345 | 4500 | 5120 | 14600 | 7800 | 2800 | 90200 | 6300 | 45300 | 4035 | 2350 | 2549.11 | 3443.16 | 7556.09 | 2650 | 1280000 | 4199 | 786590 | 3734.93 | 3320 | 4700 | 3590.5231 | 2200 | 202000 | 4450 | 4942.27 | 80000 | 21708.2099 | 5079.43 | 12396.5 | 175000 | 70140 | 2887.2 | 2480.59 | 53675 |  |  |  | EEE.01.2.1.0.02.a | EE | E.01.2.1.0 | Residential buildings (CPA 41) | E.01.2.1.0.02.a | Apartment | in full | 5178058.78 | 5.35 | 277026.1447 | 5455084.9247 | 5455084.9247 | : | 2024-02-08 07:50:46
X.00.2.1.1 | X.00.2.1.1.72.ab | 15mm PE-X pipe from boiler to hot and cold services | 70560 | 3156.9143 | 2100 | 718.2 | 3082.8 | 2352 | 1260 | 29652 | 1171.8 | 29400 | 949.2 | 1050 | 378.84 | 2749.32 | 2852.64 | 1083.6 | 378000 | 1764 | 373800 | 1048.32 | 1285.2 | 4158 | 649.1397 | 672 | 67200 | 2100 | 2149.56 | 41160 | 1898.316 | 1627.08 | 5124 | 67200 | 32760 | 1420.44 | 1625.4 | 29400 |  |  |  | EEE.01.2.2.0.01.a | EE | E.01.2.2.0 | Non-residential buildings (CPA 41) | E.01.2.2.0.01.a | Light industrial building | in full | 1595737.72 | 5.7 | 90957.05 | 1686694.77 | 1686694.77 | : | 2023-07-28 17:42:52
X.00.2.1.1 | X.00.2.1.1.72.ac | 22mm Polyethylene (PE-X) piping for flow and return to boiler | 21366 | 700.2105 | 450 | 193.5 | 613.8 | 1080 | 360 | 7560 | 640.8 | 3600 | 378 | 279 | 136.26 | 817.38 | 639 | 333 | 120600 | 391.5 | 112320 | 225.36 | 296.64 | 270 | 293.3955 | 540 | 32400 | 459 | 639.36 | 11520 | 596.6136 | 335.34 | 2879.1 | 15480 | 4860 | 245.34 | 538.2 | 6300 |  |  |  | EEE.01.2.2.0.02.a | EE | E.01.2.2.0 | Non-residential buildings (CPA 41) | E.01.2.2.0.02.a | Office building | in full | 2744666.712 | 7.25 | 198988.3366 | 2943655.0486 | 2943655.0486 | : | 2023-08-30 15:54:02
X.00.2.1.1 | X.00.2.1.1.72.ad | Double-panel convector steel radiator 600 x 1200mm white; 7324Btu; 2146W | 230000 | 5233.9833 | 4100 | 4150 | 5162 | 8100 | 1900 | 78900 | 5100 | 55400 | 2883 | 2800 | 3716.1 | 5991.6 | 7613.3 | 3200 | 1030000 | 5950 | 689500 | 5255.4 | 2547.7 | 4450 | 4408.4972 | 1300 | 176000 | 2600 | 3973.9 | 65000 | 15321.0407 | 4380.9 | 7772.5 | 180000 | 84000 | 2135.6 | 2301.1 | 60000 |  |  |  | EEE.01.2.3.0.01.a | EE | E.01.2.3.0 | Civil engineering works (CPA 42) | E.01.2.3.0.01.a | Asphalt road | in full | 439018.1 | 7.78 | 34155.6082 | 473173.7082 | 473173.7082 | : | 2024-03-14 15:12:31
X.00.2.1.1 | X.00.2.1.1.73.aa | Form a 150mm dia void in wall and install PVCu pipe | 10700 | 341.6797 | 125 | 425 | 512.1 | 270 | 190 | 2300 | 330 | 1420 | 311.74 | 250 | 253.53 | 260.62 | 70.58 | 140 | 135000 | 320 | 28290 | 299 | 153.24 | 330 | 132.86 | 100 | 6300 | 151.2 | 504.36 | 1800 | 484.17 | 207.74 | 436.6 | 4100 | 3010 | 247.5 | 175.46 | 5000 |  |  |  | EEE.01.2.3.0.01.b | EE | E.01.2.3.0 | Civil engineering works (CPA 42) | E.01.2.3.0.01.b | Road resurfacing | in full | 107120.5 | 7.28 | 7798.3724 | 114918.8724 | 114918.8724 | : | 2024-03-14 15:26:15
X.00.2.1.1 | X.00.2.1.1.73.ab | Form a 100mm dia void in wall and install PVCu pipe | 29550 | 867.3129 | 420 | 1125 | 1465.8 | 750 | 960 | 6030 | 828 | 3510 | 843.66 | 540 | 760.59 | 717.21 | 177.3 | 300 | 343500 | 585 | 81120 | 897 | 402.66 | 990 | 383.25 | 300 | 19500 | 388.8 | 1361.31 | 5400 | 1332.51 | 613.17 | 1058.85 | 10650 | 8340 | 680.7 | 509.88 | 15000 |  |  |  | ELE.01.2.1.0.01.a | EL | E.01.2.1.0 | Residential buildings (CPA 41) | E.01.2.1.0.01.a | Detached house | in full | 127258.75 | 7 | 8908.1125 | 136166.8625 | 136166.8625 | : | 2024-02-01 13:47:25
X.00.2.1.1 | X.00.2.1.1.73.ac | 100mm extractor fan (c.20Ltr/sec) incl. connecting | 51000 | 867.3129 | 540 | 894 | 1038 | 1500 | 780 | 14700 | 1125 | 6990 | 735.75 | 540 | 526.2 | 755.97 | 549.84 | 270 | 271200 | 1035 | 64590 | 338.22 | 394.74 | 810 | 383.25 | 225 | 12300 | 388.8 | 1079.94 | 5700 | 1886.28 | 733.8 | 1509.3 | 12300 | 7830 | 414.78 | 647.43 | 4500 |  |  |  | ELE.01.2.1.0.01.d | EL | E.01.2.1.0 | Residential buildings (CPA 41) | E.01.2.1.0.01.d | Renovation of a detached house | in full | 40151 | 5.5 | 2208.305 | 42359.305 | 42359.305 | : | 2023-10-13 17:02:37
X.00.2.1.1 | X.00.2.1.1.73.ad | 150mm extractor fan (c.60Ltr/sec) incl. connecting | 19000 | 341.6797 | 135 | 325 | 322 | 600 | 290 | 5650 | 449 | 2920 | 294.3 | 220 | 250.11 | 279.95 | 194.28 | 95.5 | 111000 | 406 | 34160 | 150.32 | 174.85 | 350 | 132.86 | 90 | 6800 | 151.2 | 409.36 | 2200 | 778.76 | 375.84 | 593.4 | 8000 | 2960 | 188.42 | 302.14 | 2000 |  |  |  | ELE.01.2.1.0.02.a | EL | E.01.2.1.0 | Residential buildings (CPA 41) | E.01.2.1.0.02.a | Apartment | in full | 3415354.8 | 7 | 239074.836 | 3654429.636 | 3654429.636 | : | 2023-10-13 17:02:39
X.00.2.1.1 | X.00.2.1.1.80.aa | 6W 90mm LED recessed ceiling light and switch incl. wiring to elec | 116480 | 2529.5326 | 1120 | 1120 | 3976 | 4130 | 700 | 53760 | 2352 | 15120 | 1330.56 | 1330 | 1740.48 | 2483.46 | 1327.9 | 1050 | 560000 | 1316 | 209160 | 1323 | 906.64 | 2590 | 887.096 | 840 | 46200 | 1120 | 1662.5 | 19600 | 3317.16 | 1483.58 | 3557.4 | 77000 | 27020 | 1569.4 | 926.38 | 61467.98 |  |  |  | ELE.01.2.2.0.01.a | EL | E.01.2.2.0 | Non-residential buildings (CPA 41) | E.01.2.2.0.01.a | Light industrial building | in full | 1192617.96 | 7 | 83483.2572 | 1276101.2172 | 1276101.2172 | : | 2024-02-12 15:38:57
X.00.2.1.1 | X.00.2.1.1.80.ab | Shaving socket incl. wiring to electrics | 6316 | 232.3006 | 70 | 148 | 248 | 490 | 100 | 2550 | 246 | 620 | 98.064 | 260 | 142.02 | 173.94 | 148.14 | 70 | 52000 | 266 | 33000 | 167.48 | 80.3 | 340 | 82.55 | 184 | 3200 | 169 | 233.32 | 2660 | 125 | 258.76 | 280.7 | 7100 | 1720 | 56.1 | 88.7 | 2820 |  |  |  | ELE.01.2.2.0.02.a | EL | E.01.2.2.0 | Non-residential buildings (CPA 41) | E.01.2.2.0.02.a | Office building | in full | 3078845.3 | 7 | 215519.171 | 3294364.471 | 3294364.471 | : | 2024-02-12 15:37:54
X.00.2.1.1 | X.00.2.1.1.80.ac | Standard oven and hob using existing wires and route to electrics | 78256 | 903.4045 | 1000 | 655 | 2267 | 1085 | 800 | 26900 | 925 | 6590 | 702 | 780 | 461.79 | 883.53 | 948.31 | 600 | 271000 | 1120 | 128020 | 487.0263 | 985 | 965 | 696.8507 | 565 | 36600 | 865 | 1107.72 | 11000 | 4200 | 833.2 | 4168.65 | 45000 | 11200 | 558.4 | 584.36 | 24918.23 |  |  |  | ELE.01.2.3.0.01.a | EL | E.01.2.3.0 | Civil engineering works (CPA 42) | E.01.2.3.0.01.a | Asphalt road | in full | 292182.8 | 6 | 17530.968 | 309713.768 | 309713.768 | : | 2023-10-13 17:02:24
X.00.2.1.1 | X.00.2.1.1.80.ad | Smoke detector and wire into electrics for fail-safe one per floor | 62160 | 446.6115 | 150 | 290 | 680 | 550 | 270 | 9000 | 498 | 1920 | 133.92 | 300 | 166.64 | 385.9 | 270.06 | 200 | 67600 | 501.72 | 91300 | 202.2717 | 129.96 | 320 | 336.3645 | 132 | 9400 | 115.44 | 161.54 | 3440 | 1944 | 417.8 | 1937.6 | 10000 | 3340 | 378.88 | 267.96 | 8640 |  |  |  | ELE.01.2.3.0.01.b | EL | E.01.2.3.0 | Civil engineering works (CPA 42) | E.01.2.3.0.01.b | Road resurfacing | in full | 76401.4 | 6 | 4584.084 | 80985.484 | 80985.484 | : | 2023-10-13 17:02:32
X.00.2.1.1 | X.00.2.1.1.80.af | Double switched socket | 93240 | 3042.7624 | 840 | 1649.2 | 1863.12 | 3360 | 1680 | 35000 | 2030 | 13160 | 1489.6 | 2240 | 2012.64 | 1751.68 | 2057.72 | 896 | 392000 | 2378.88 | 215040 | 2756.4867 | 1094.24 | 2184 | 1081.1633 | 700 | 31920 | 1118.88 | 2063.88 | 40600 | 3780 | 1766.24 | 4092.2 | 70000 | 28560 | 566.16 | 1283.8 | 20104 |  |  |  | ESE.01.2.1.0.01.a | ES | E.01.2.1.0 | Residential buildings (CPA 41) | E.01.2.1.0.01.a | Detached house | in full | 153050.6941 | 14.5 | 22192.3507 | 175243.0448 | 175243.0448 | : | 2024-01-22 11:54:53
X.00.2.1.1 | X.00.2.1.1.80.ag | Consumer unit; metalclad 8-way; SPN 240V; single phase | 27680 | 1205.7504 | 250 | 857 | 522.34 | 1900 | 195 | 18900 | 1150 | 4480 | 895 | 295 | 1424.48 | 952.04 | 1069.61 | 420 | 122000 | 1106 | 49490 | 575.4561 | 219 | 900 | 332.749 | 200 | 18000 | 320 | 955.37 | 8500 | 2748.0172 | 550.89 | 581.2 | 42000 | 6200 | 220 | 1150.11 | 2630 |  |  |  | ESE.01.2.1.0.01.d | ES | E.01.2.1.0 | Residential buildings (CPA 41) | E.01.2.1.0.01.d | Renovation of a detached house | in full | 49466.8633 | 16 | 7914.6981 | 57381.5615 | 57381.5615 | : | 2024-01-22 11:49:05
X.00.2.1.1 | X.00.2.1.1.90.aa | 150mm bed in pea shingle and covering pipes; 110mm dia; 450mm wide | 72000 | 945.2608 | 1150 | 687.5 | 1465 | 900 | 300 | 13000 | 757.5 | 4250 | 218.75 | 550 | 127.2712 | 316.75 | 1013.25 | 250 | 225000 | 611.5 | 160500 | 1380.25 | 511.25 | 450 | 536.55 | 375 | 12750 | 1025 | 945.5 | 1500 | 1316.52 | 589.5 | 1103.75 | 22500 | 3750 | 468.75 | 189 | 7500 |  |  |  | ESE.01.2.1.0.02.a | ES | E.01.2.1.0 | Residential buildings (CPA 41) | E.01.2.1.0.02.a | Apartment | in full | 4200153.0776 | 10.5 | 441016.0731 | 4641169.1507 | 4641169.1507 | : | 2024-01-22 11:51:50
X.00.2.1.1 | X.00.2.1.1.90.ab | PVCu pipes; 110mm dia complete with all necessary fittings; bends etc | 65000 | 857.0365 | 500 | 890 | 552.5 | 550 | 375 | 21250 | 1057.5 | 7000 | 965 | 675 | 684.75 | 603.5 | 157.75 | 750 | 210000 | 556 | 118750 | 483 | 768.25 | 375 | 1175.3 | 375 | 18250 | 1875 | 1236.75 | 14375 | 2977.75 | 1141.5 | 1082.5 | 45000 | 9500 | 557.5 | 602.25 | 5750 |  |  |  | ESE.01.2.2.0.01.a | ES | E.01.2.2.0 | Non-residential buildings (CPA 41) | E.01.2.2.0.01.a | Light industrial building | in full | 1613706.011 | 10.5 | 169439.1312 | 1783145.1422 | 1783145.1422 | : | 2024-01-22 11:48:14
X.00.2.1.1 | X.00.2.1.1.90.ad | PVCu inspection chambers; granular bed; 110mm; 475mm dia; cover 930mm deep | 31800 | 1234.6406 | 810 | 550 | 2456 | 1800 | 440 | 29840 | 1350 | 10080 | 462 | 730 | 208.32 | 897.78 | 479.2 | 491 | 240000 | 433.68 | 197520 | 677.56 | 512.96 | 1380 | 886.5234 | 440 | 36000 | 560 | 1360.6 | 10120 | 1310.9037 | 1363.94 | 3430.9 | 96000 | 20360 | 751.8 | 631.98 | 10000 |  |  |  | ESE.01.2.2.0.02.a | ES | E.01.2.2.0 | Non-residential buildings (CPA 41) | E.01.2.2.0.02.a | Office building | in full | 3096664.7432 | 11.5 | 356116.4455 | 3452781.1887 | 3452781.1887 | : | 2024-01-22 11:46:43
X.00.2.1.4 | X.00.2.1.4.10.aa | Excavating of topsoil; 210 - 300mm in depth | 105400 | 2941 | 3740 | 748 | 5440 | 5270 | 2040 | 46665 | 2924 | 20400 | 2465 | 1394 | 171.7 | 4032.4 | 7199.5 | 1615 | 884000 | 1587.8 | 307700 | 1497.7 | 1038.7 | 2210 | 1694.3125 | 2040 | 51000 | 6800 | 1297.1 | 32640 | 1196.8 | 3148.4 | 5431.5 | 153000 | 27200 | 821.1 | 474.3 | 20400 |  |  |  | ESE.01.2.3.0.01.a | ES | E.01.2.3.0 | Civil engineering works (CPA 42) | E.01.2.3.0.01.a | Asphalt road | in full | 265542.59 | 9.5 | 25226.5461 | 290769.136 | 290769.136 | : | 2023-10-27 12:05:20
X.00.2.1.4 | X.00.2.1.4.10.ab | Excavating; up to 2.5m in depth | 1310050 | 34048 | 29260 | 29925 | 51870 | 77140 | 18220 | 735658 | 54796 | 172900 | 30590 | 21546 | 27757.1 | 37439.5 | 36844.3 | 13300 | 8911000 | 53372.9 | 2673300 | 28967.4 | 16837.8 | 44954 | 17289.7872 | 19471.2 | 1010800 | 53200 | 23740.5 | 492100 | 107242.4 | 31547.6 | 65423 | 1330000 | 711550 | 10347.4 | 31853.5 | 458850 |  |  |  | ESE.01.2.3.0.01.b | ES | E.01.2.3.0 | Civil engineering works (CPA 42) | E.01.2.3.0.01.b | Road resurfacing | in full | 72938.92 | 9.5 | 6929.1974 | 79868.1174 | 79868.1174 | : | 2024-03-12 13:05:11
X.00.2.1.4 | X.00.2.1.4.10.ac | Slope protections works (Slope 3:2) | 126000 | 1152 | 2500 | 690 | 1600 | 1200 | 400 | 33000 | 860 | 6000 | 700 | 800 | 428 | 572 | 522 | 400 | 340000 | 1936 | 90000 | 1152 | 1180 | 720 | 628.3256 | 300 | 68000 | 800 | 426 | 10400 | 2140 | 602 | 2790 | 70000 | 10000 | 394 | 1186 | 14000 |  |  |  | FIE.01.2.1.0.01.a | FI | E.01.2.1.0 | Residential buildings (CPA 41) | E.01.2.1.0.01.a | Detached house | in full | 213345.4205 | 13.5 | 28801.6318 | 242147.0523 | 242147.0523 | : | 2024-02-14 10:10:35
X.00.2.1.4 | X.00.2.1.4.10.ad | Backfilling against walls below ground level | 448000 | 9368.8 | 3500 | 2744 | 21840 | 10080 | 5240 | 168400 | 11200 | 70000 | 3864 | 4620 | 7675.5 | 5835.2 | 10076.4 | 3500 | 1092000 | 3390.8 | 560000 | 10872.4 | 8044.4 | 10696 | 5914.9272 | 4799.2 | 201600 | 7000 | 6613.6 | 64120 | 14875.6 | 4337.2 | 25850 | 560000 | 79800 | 2212 | 2626.4 | 39200 |  |  |  | FIE.01.2.1.0.01.d | FI | E.01.2.1.0 | Residential buildings (CPA 41) | E.01.2.1.0.01.d | Renovation of a detached house | in full | 54528.35 | 14 | 7633.969 | 62162.319 | 62162.319 | : | 2023-07-25 14:51:01
X.00.2.1.4 | X.00.2.1.4.20.aa | Underground raft foundation or ground slab 300mm thick | 6384000 | 95081.7 | 85500 | 95760 | 182400 | 145350 | 52161.78 | 2127836.885 | 102600 | 951900 | 108585 | 59850 | 83744.4 | 117801.9 | 121891.6965 | 51300 | 23370000 | 65624.1 | 12773700 | 86742.6 | 66952.2 | 80484 | 122862.456 | 65202.3 | 3762000 | 115710 | 70058.7 | 1409610 | 282635.925 | 48923.1 | 286277.0925 | 9405000 | 2031480 | 55176 | 68377.2 | 855000 |  |  |  | FIE.01.2.1.0.02.a | FI | E.01.2.1.0 | Residential buildings (CPA 41) | E.01.2.1.0.02.a | Apartment | in full | 6819639.4608 | 11 | 750160.3407 | 7569799.8015 | 7569799.8015 | : | 2024-02-14 09:47:35
X.00.2.1.4 | X.00.2.1.4.20.ab | Staircases and landings reinforced concrete 250mm thick | 1820400 | 32440.02 | 19680 | 72078 | 60270 | 110700 | 14266.0464 | 868375.2264 | 63714 | 270600 | 52890 | 30750 | 38489.16 | 82852.8 | 37094.7318 | 17835 | 7626000 | 46498.92 | 6093420 | 27286.32 | 29844.72 | 56088 | 48836.781 | 23566.8 | 984000 | 43542 | 73546.752 | 803682 | 92405.8168 | 15023.22 | 63859.236 | 2312400 | 541200 | 23131.38 | 22358.94 | 485274.36 |  |  |  | FIE.01.2.2.0.01.a | FI | E.01.2.2.0 | Non-residential buildings (CPA 41) | E.01.2.2.0.01.a | Light industrial building | in full | 2376671.74 | 10 | 237667.174 | 2614338.914 | 2614338.914 | : | 2024-02-14 09:35:27
X.00.2.1.4 | X.00.2.1.4.20.ac | Floor slabs reinforced concrete 210mm deep | 39934200 | 675594.78 | 424080 | 636120 | 1123812 | 1077870 | 305237.652 | 15983350.858 | 915306 | 4417500 | 689483.4 | 371070 | 414538.2 | 573568.2 | 634747.5594 | 282720 | 155496000 | 537380.04 | 83967840 | 485818.98 | 510910.38 | 756276 | 714692.6942 | 432950.34 | 26858400 | 395808 | 784778.1 | 9029370 | 2197044.9358 | 322265.46 | 1687777.96 | 40641000 | 8478066 | 301626.9 | 476453.88 | 9295515.54 |  |  |  | FIE.01.2.2.0.02.a | FI | E.01.2.2.0 | Non-residential buildings (CPA 41) | E.01.2.2.0.02.a | Office building | in full | 4841650.724 | 13 | 629414.5941 | 5471065.3181 | 5471065.3181 | : | 2024-02-14 09:28:32
X.00.2.1.4 | X.00.2.1.4.20.ad | Slabs balconies reinforced concrete 210mm deep | 10057000 | 170141.3 | 106800 | 161980 | 283020 | 298150 | 76912.08 | 4069670.94 | 230510 | 1148100 | 240567 | 92560 | 104397 | 260120.3 | 188222.601 | 71200 | 40050000 | 141839.3 | 35172800 | 122410.6 | 106862.3 | 213600 | 193429.0089 | 109087.3 | 6764000 | 184230 | 197692.2 | 2530270 | 553464.483 | 81150.2 | 407252.8425 | 10502000 | 3106100 | 76006 | 119900.8 | 2340700 |  |  |  | FIE.01.2.3.0.01.a | FI | E.01.2.3.0 | Civil engineering works (CPA 42) | E.01.2.3.0.01.a | Asphalt road | in full | 476684.68 | 11 | 52435.3148 | 529119.9948 | 529119.9948 | : | 2024-02-14 09:16:27
X.00.2.1.4 | X.00.2.1.4.20.ae | Insulation under slab 80mm thick | 972400 | 17137.12 | 14300 | 15615.6 | 25740 | 26884 | 8580 | 376376 | 22022 | 97240 | 9266.4 | 10410.4 | 15409.68 | 9117.68 | 23595 | 6578 | 5434000 | 20271.68 | 1447160 | 11165.44 | 15975.96 | 17160 | 10040.2302 | 6864 | 537680 | 28600 | 17160 | 102960 | 39576.68 | 9369.36 | 91634.4 | 1315600 | 147576 | 6892.6 | 16176.16 | 115486.8 |  |  |  | FIE.01.2.3.0.01.b | FI | E.01.2.3.0 | Civil engineering works (CPA 42) | E.01.2.3.0.01.b | Road resurfacing | in full | 165061.16 | 12 | 19807.3392 | 184868.4992 | 184868.4992 | : | 2024-02-14 07:45:17
X.00.2.1.4 | X.00.2.1.4.20.af | Roof slabs reinforced concrete 210mm thick | 8234000 | 176404.5 | 156625 | 114560 | 284610 | 268500 | 77328.75 | 4776987.25 | 231805 | 1145600 | 171840 | 108295 | 104983.5 | 145258.5 | 189248.9865 | 71600 | 36695000 | 142609.3 | 18929250 | 123071.45 | 107444.75 | 214800 | 221377.8472 | 114381 | 6802000 | 185265 | 198782.55 | 2202595 | 556513.1715 | 81409.2 | 411135.4275 | 10292500 | 2147105 | 76415.1 | 123277.3 | 2354816.6 |  |  |  | FRE.01.2.1.0.01.a | FR | E.01.2.1.0 | Residential buildings (CPA 41) | E.01.2.1.0.01.a | Detached house | in full | 187302.1029 | 11 | 20603.2313 | 207905.3342 | 207905.3342 | : | 2024-03-18 13:45:51
X.00.2.1.4 | X.00.2.1.4.20.ag | Round reinforced concrete pillars; 300mm dia | 882000 | 7765.38 | 15750 | 9576 | 17262 | 43470 | 7148.16 | 302415.75 | 34020 | 152460 | 9450 | 9828 | 7352.1 | 21315.42 | 15065.6598 | 6300 | 2368800 | 12033 | 4682160 | 6370.56 | 6611.22 | 20790 | 18028.08 | 5992.56 | 302400 | 23310 | 13707.54 | 299124 | 23824.086 | 4838.4 | 21280.455 | 705600 | 364770 | 6177.78 | 10722.6 | 134946 |  |  |  | FRE.01.2.1.0.01.d | FR | E.01.2.1.0 | Residential buildings (CPA 41) | E.01.2.1.0.01.d | Renovation of a detached house | in full | 63167.3956 | 11.8 | 7453.7527 | 70621.1483 | 70621.1483 | : | 2024-01-22 12:55:10
X.00.2.1.4 | X.00.2.1.4.20.ah | Below ground perimeter walls in reinforced concrete 250mm | 3979000 | 102526.72 | 51900 | 84770 | 86846 | 134940 | 42513.6 | 2262454.885 | 126290 | 595120 | 143313.2 | 47575 | 45575.12 | 101616.74 | 72150.3006 | 34600 | 17992000 | 81310 | 8345520 | 60449.66 | 66532.34 | 64010 | 92080.5648 | 56439.52 | 3390800 | 98610 | 131543.34 | 1325526 | 319045.7512 | 59802.64 | 210739.8825 | 5466800 | 1437976 | 48889.8 | 53477.76 | 1182628 |  |  |  | FRE.01.2.1.0.02.a | FR | E.01.2.1.0 | Residential buildings (CPA 41) | E.01.2.1.0.02.a | Apartment | in full | 6720663.5161 | 8.5 | 571256.3989 | 7291919.915 | 7291919.915 | : | 2024-01-22 10:42:28
X.00.2.1.4 | X.00.2.1.4.20.ai | Insulation below ground level on external walls 80mm thick | 636640 | 22552.28 | 12110 | 12110 | 31832 | 30794 | 4116 | 283980 | 16435 | 65740 | 7612 | 5363 | 7864.58 | 8667.3 | 15281.72 | 4844 | 1903000 | 14705 | 563980 | 7975.3 | 5013.54 | 11141.2 | 6647.9056 | 6871.56 | 276800 | 12110 | 15293.2 | 131134 | 14993.36 | 6785.06 | 23677.5 | 1141800 | 62972 | 4715.98 | 4044.74 | 207600 |  |  |  | FRE.01.2.2.0.01.a | FR | E.01.2.2.0 | Non-residential buildings (CPA 41) | E.01.2.2.0.01.a | Light industrial building | in full | 2097609.1129 | 8.9 | 186687.211 | 2284296.3239 | 2284296.3239 | : | 2024-02-26 11:56:59
X.00.2.1.4 | X.00.2.1.4.20.aj | Reinforced concrete exterior wall 250mm thick | 21945000 | 397438.58 | 204820 | 314545 | 478401 | 541310 | 172433.04 | 8786945.19 | 526680 | 3701390 | 465526.6 | 193847.5 | 336080.36 | 461576.5 | 328130.0076 | 146300 | 73735200 | 327390.14 | 68380620 | 257956.16 | 296740.29 | 380380 | 431734.9575 | 226296.84 | 14044800 | 365750 | 442747.08 | 5587197 | 1341936.3386 | 163183.02 | 868784.49 | 24285800 | 6125581 | 179173.61 | 230115.27 | 5736423 |  |  |  | FRE.01.2.2.0.02.a | FR | E.01.2.2.0 | Non-residential buildings (CPA 41) | E.01.2.2.0.02.a | Office building | in full | 4354550.5463 | 10.8 | 470291.459 | 4824842.0053 | 4824842.0053 | : | 2024-03-18 13:42:07
X.00.2.1.4 | X.00.2.1.4.20.ak | Reinforced concrete interior walls 180mm thick | 6203500 | 141217.78 | 75095 | 101215 | 191982 | 143660 | 52880.88 | 2862016.66 | 194594 | 1247230 | 163250 | 60402.5 | 75943.9 | 179921.09 | 104322.7704 | 45710 | 22659100 | 113164.9 | 17617940 | 81200.55 | 78275.11 | 157373 | 130336.5798 | 72816.03 | 3852700 | 100562 | 149217.03 | 1934186 | 408231.2366 | 51156.02 | 245101.92 | 6987100 | 2025606 | 51678.42 | 67193.7 | 1606380 |  |  |  | FRE.01.2.3.0.01.a | FR | E.01.2.3.0 | Civil engineering works (CPA 42) | E.01.2.3.0.01.a | Asphalt road | in full | 433628.273 | 9.2 | 39893.8011 | 473522.0742 | 473522.0742 | : | 2024-03-04 10:59:38
X.00.2.1.4 | X.00.2.1.4.30.aa | Brickwork; 150mm thick; non load bearing in basement | 910200 | 19706.94 | 12210 | 19580.4 | 27306 | 36630 | 10385 | 379380 | 35520 | 184260 | 18870 | 11100 | 13797.3 | 42974.76 | 18829.06 | 8991 | 3996000 | 32602.92 | 4839600 | 12740.58 | 11233.2 | 29970 | 18660.7099 | 9135.3 | 466200 | 7437 | 27748.72 | 298590 | 38119.3974 | 6080.58 | 63296.9 | 710400 | 287046 | 8182.92 | 8915.52 | 155400 |  |  |  | FRE.01.2.3.0.01.b | FR | E.01.2.3.0 | Civil engineering works (CPA 42) | E.01.2.3.0.01.b | Road resurfacing | in full | 121223.1661 | 9.2 | 11152.5313 | 132375.6974 | 132375.6974 | : | 2024-03-04 11:02:28
X.00.2.1.4 | X.00.2.1.4.30.ab | Sound insulating wall; brick skins 125 & 150mm; with 75mm ins | 3913100 | 165190.26 | 100520 | 122778 | 177346 | 225452 | 70364 | 2142512 | 150780 | 1536520 | 92622 | 65697 | 52801.72 | 223283.64 | 173397 | 45234 | 32310000 | 163775.8 | 22236460 | 104576.7 | 71110.72 | 152216 | 92898.5736 | 67492 | 2261700 | 89750 | 180282.62 | 2946672 | 395343.365 | 39260.24 | 433241.2 | 5169600 | 1917060 | 80703.2 | 64002.52 | 1651400 |  |  |  | HRE.01.2.1.0.01.a | HR | E.01.2.1.0 | Residential buildings (CPA 41) | E.01.2.1.0.01.a | Detached house | in full | 82881.3 | 3.5 | 2900.8455 | 85782.1455 | 85782.1455 | : | 2024-02-15 12:09:32
X.00.2.1.4 | X.00.2.1.4.30.ac | Brickwork; 150mm; load bearing; ground and upper floors | 2551300 | 85032.36 | 45265 | 64440.9 | 120981 | 113574 | 43350 | 1123480 | 122627 | 1423790 | 64194 | 45265 | 34549.54 | 148279.91 | 99512.03 | 39092.5 | 23867000 | 85690.76 | 13497200 | 43191.04 | 41051.24 | 97114 | 51467.2761 | 33775.92 | 1563700 | 26336 | 117172 | 1838582 | 227968.0464 | 23776.47 | 234372.25 | 2551300 | 1272358 | 49445.84 | 38277.73 | 576100 |  |  |  | HRE.01.2.1.0.01.d | HR | E.01.2.1.0 | Residential buildings (CPA 41) | E.01.2.1.0.01.d | Renovation of a detached house | in full | 27106.6 | 3.5 | 948.731 | 28055.331 | 28055.331 | : | 2023-07-25 14:51:52
X.00.2.1.4 | X.00.2.1.4.30.ad | Partition walls elements | 2595500 | 58416.65 | 31325 | 67662 | 64440 | 119930 | 24875 | 916850 | 67572.5 | 608600 | 39380 | 31325 | 24379.8 | 59284.8 | 59875.1 | 20585 | 9934500 | 58667.25 | 6497700 | 33374.55 | 20781.9 | 58175 | 30011.4362 | 30519.5 | 1074000 | 34010 | 57566.4 | 999715 | 114801.65 | 33464.05 | 149369.25 | 1969000 | 765225 | 26769.45 | 25632.8 | 626500 |  |  |  | HRE.01.2.1.0.02.a | HR | E.01.2.1.0 | Residential buildings (CPA 41) | E.01.2.1.0.02.a | Apartment | in full | 2523337 | 3.5 | 88316.795 | 2611653.795 | 2611653.795 | : | 2023-07-25 14:51:54
X.00.2.1.4 | X.00.2.1.4.30.ae | Steel mullion partition walls | 4273400 | 116766.01 | 65030 | 112409 | 75249 | 185800 | 61314 | 1950900 | 119841 | 910420 | 51095 | 41805 | 65085.74 | 132995.64 | 160038.83 | 38553.5 | 24711400 | 102394.38 | 24284060 | 86963.69 | 58313.33 | 137956.5 | 64675.7166 | 39018 | 2508300 | 70604 | 153415.06 | 1558862 | 261829.36 | 50444.7 | 214366.75 | 3855350 | 1385139 | 68523.04 | 70371.75 | 805062.11 |  |  |  | HRE.01.2.2.0.01.a | HR | E.01.2.2.0 | Non-residential buildings (CPA 41) | E.01.2.2.0.01.a | Light industrial building | in full | 918868.8 | 3.5 | 32160.408 | 951029.208 | 951029.208 | : | 2024-02-15 12:14:58
X.00.2.1.4 | X.00.2.1.4.40.aa | Roof covering; 40mm slab; ballast; bitumen sheet | 5728000 | 218702.2 | 112322.5 | 171840 | 136935 | 241650 | 78172.5 | 3765826 | 268500 | 1440950 | 95317.5 | 82340 | 117558.25 | 179751.8 | 224334.54 | 68467.5 | 38485000 | 156141.7 | 23082050 | 115213.35 | 64189.4 | 256686 | 75919.27 | 80093.55 | 2506000 | 93975 | 157367.85 | 2058500 | 269141.0527 | 89804.3 | 335516 | 8323500 | 3388470 | 92551.95 | 94288.25 | 1521500 |  |  |  | HRE.01.2.2.0.02.a | HR | E.01.2.2.0 | Non-residential buildings (CPA 41) | E.01.2.2.0.02.a | Office building | in full | 2185438.4 | 3.5 | 76490.344 | 2261928.744 | 2261928.744 | : | 2024-02-15 13:01:17
X.00.2.1.4 | X.00.2.1.4.40.ab | Dome roof window | 192000 | 4976.58 | 5200 | 3100 | 2280 | 5600 | 3300 | 47040 | 8840 | 25400 | 3250 | 4300 | 3627.48 | 3900.32 | 4815.9 | 1470 | 800000 | 4680 | 1136500 | 3995.94 | 1742.86 | 7800 | 2636.76 | 1270 | 58000 | 8600 | 8585.56 | 53200 | 7000 | 2123.12 | 9945.3 | 160000 | 60496 | 2417 | 1359.36 | 40000 |  |  |  | HRE.01.2.3.0.01.a | HR | E.01.2.3.0 | Civil engineering works (CPA 42) | E.01.2.3.0.01.a | Asphalt road | in full | 339915 | 3.5 | 11897.025 | 351812.025 | 351812.025 | : | 2023-09-19 11:29:23
X.00.2.1.4 | X.00.2.1.4.51.aa | Landing doors | 2535000 | 38936.04 | 27300 | 34710 | 67860 | 92040 | 25545 | 891111 | 84240 | 387660 | 43290 | 24570 | 41182.44 | 42772.08 | 36383.802 | 21840 | 13806000 | 46904.52 | 8709480 | 25747.02 | 28405.26 | 26520 | 28697.76 | 16582.8 | 1248000 | 42900 | 72345 | 505050 | 222300 | 42049.02 | 71683.56 | 3744000 | 732030 | 26781.3 | 30086.16 | 585000 |  |  |  | HRE.01.2.3.0.01.b | HR | E.01.2.3.0 | Civil engineering works (CPA 42) | E.01.2.3.0.01.b | Road resurfacing | in full | 106875 | 3.5 | 3740.625 | 110615.625 | 110615.625 | : | 2024-02-15 13:06:24
X.00.2.1.4 | X.00.2.1.4.51.ab | Louvered partition walls for cellars | 1552500 | 27993.3 | 24150 | 38640 | 66240 | 35190 | 43873.65 | 392595 | 36225 | 193200 | 23460 | 39675 | 56528.25 | 12261.3 | 41358.6 | 17250 | 7935000 | 53268 | 5564850 | 47444.4 | 19471.8 | 55200 | 25739.07 | 18509.25 | 1897500 | 46575 | 43649.4 | 254610 | 58890 | 32126.4 | 103281.15 | 1035000 | 360870 | 20986.35 | 13848.3 | 1380000 |  |  |  | HUE.01.2.1.0.01.a | HU | E.01.2.1.0 | Residential buildings (CPA 41) | E.01.2.1.0.01.a | Detached house | in full | 46915550 | 8 | 3753244 | 50668794 | 136071.096 | : | 2023-07-28 17:43:18
X.00.2.1.4 | X.00.2.1.4.51.ac | Passage door | 5909400 | 86385.2976 | 84420 | 73614.24 | 151956 | 197542.8 | 90450 | 3849552 | 126630 | 631461.6 | 107551.08 | 74289.6 | 134926.7976 | 87479.3808 | 67714.89 | 47275.2 | 27014400 | 130050.6984 | 14834282.4 | 82583.0208 | 87536.7864 | 101304 | 145635.9811 | 54268.5528 | 5740560 | 143514 | 115575 | 1215648 | 422100 | 115972.8192 | 242395.95 | 6753600 | 2188166.4 | 81806.3568 | 86712.8472 | 1519560 |  |  |  | HUE.01.2.1.0.01.d | HU | E.01.2.1.0 | Residential buildings (CPA 41) | E.01.2.1.0.01.d | Renovation of a detached house | in full | 14547200 | 8 | 1163776 | 15710976 | 42191.8414 | : | 2023-07-28 17:43:19
X.00.2.1.4 | X.00.2.1.4.51.ad | Standard wardrobes | 2320500 | 46363.2 | 58500 | 26832 | 41886 | 83850 | 67743 | 235560 | 44850 | 507000 | 20358 | 17550 | 3938.724 | 33428.07 | 58080.36 | 3900 | 2847000 | 26715 | 6045000 | 25799.28 | 35942.79 | 32760 | 30030 | 13416 | 468000 | 21450 | 49363.08 | 275496 | 224640 | 27964.56 | 46076.55 | 5616000 | 774111 | 6513 | 28329.6 | 390000 |  |  |  | HUE.01.2.1.0.02.a | HU | E.01.2.1.0 | Residential buildings (CPA 41) | E.01.2.1.0.02.a | Apartment | in full | 1413872000 | 7.5 | 106040400 | 1519912400 | 4081726.24 | : | 2023-07-28 17:43:21
X.00.2.1.4 | X.00.2.1.4.51.ae | Double kitchen cupboard with sink; mixer tap connections | 2769000 | 81066.18 | 46800 | 43680 | 79950 | 128700 | 31785 | 1680705 | 104910 | 416130 | 35115.6 | 31200 | 28161.12 | 42461.64 | 43020.51 | 26130 | 12448800 | 53625 | 7158450 | 37308.18 | 42768.57 | 81900 | 42648.06 | 20748 | 975000 | 51675 | 49725 | 1098630 | 83850 | 60064.29 | 118831.05 | 2769000 | 1245504 | 35646 | 36192.78 | 975000 |  |  |  | HUE.01.2.2.0.01.a | HU | E.01.2.2.0 | Non-residential buildings (CPA 41) | E.01.2.2.0.01.a | Light industrial building | in full | 508579650 | 6 | 30514779 | 539094429 | 1447738.6175 | : | 2023-07-28 17:43:12
X.00.2.1.4 | X.00.2.1.4.52.aa | External metalwork | 1117620 | 12240.6 | 8870 | 25190.8 | 46124 | 33262.5 | 17612 | 207820 | 35923.5 | 159660 | 6741.2 | 13305 | 28845.24 | 30273.31 | 19222.74 | 8870 | 3281900 | 13792.85 | 1632080 | 14236.35 | 8009.61 | 29271 | 11784.682 | 3689.92 | 408020 | 39915 | 23000.292 | 188931 | 149832.04 | 22272.57 | 33859.05 | 709600 | 350365 | 4940.59 | 15220.92 | 1064400 |  |  |  | HUE.01.2.2.0.02.a | HU | E.01.2.2.0 | Non-residential buildings (CPA 41) | E.01.2.2.0.02.a | Office building | in full | 1141017948 | 8 | 91281435.84 | 1232299383.84 | 3309341.2032 | : | 2024-02-08 21:19:54
X.00.2.1.4 | X.00.2.1.4.52.ab | External balcony railings | 4633000 | 155627.8 | 61500 | 104960 | 101680 | 184500 | 61500 | 2080750 | 192700 | 861000 | 67240 | 41000 | 71487.6 | 103242.1 | 157575.3 | 57400 | 26035000 | 169965.5 | 26030900 | 90909.3 | 54911.3 | 182450 | 96374.6 | 49200 | 1845000 | 118900 | 161950 | 1681000 | 187788.2 | 63673 | 175869.5 | 4838000 | 1057800 | 58302 | 64103.5 | 820000 |  |  |  | HUE.01.2.3.0.01.a | HU | E.01.2.3.0 | Civil engineering works (CPA 42) | E.01.2.3.0.01.a | Asphalt road | in full | 127093000 | 5 | 6354650 | 133447650 | 358373.7949 | : | 2023-09-29 10:34:17
X.00.2.1.4 | X.00.2.1.4.52.ac | Staircase handrail | 724500 | 9889.74 | 9450 | 5008.5 | 13356 | 12096 | 5040 | 87255 | 10080 | 65520 | 7597.8 | 5040 | 2516.85 | 7663.95 | 3003.84 | 4851 | 4347000 | 13247.01 | 2865870 | 7244.37 | 4549.86 | 12285 | 8048.25 | 5670 | 119700 | 10111.5 | 4315.5 | 91350 | 10147.788 | 7175.07 | 20270.25 | 819000 | 85365 | 8930.25 | 2618.91 | 126000 |  |  |  | HUE.01.2.3.0.01.b | HU | E.01.2.3.0 | Civil engineering works (CPA 42) | E.01.2.3.0.01.b | Road resurfacing | in full | 30608800 | 5 | 1530440 | 32139240 | 86309.9605 | : | 2024-02-08 21:48:59
X.00.2.1.4 | X.00.2.1.4.52.ad | Safety cylinders; with master-key for doors & letterboxes | 492000 | 13634.55 | 3075 | 8856 | 12054 | 22755 | 4305 | 153168 | 11685 | 119310 | 10824 | 6150 | 26476.488 | 19569.3 | 2948.08 | 4674 | 1845000 | 6661.68 | 1950780 | 5535 | 4332.06 | 6765 | 10685.01 | 8799.42 | 172200 | 8364 | 13222.5 | 123984 | 27675 | 5997.48 | 28544.25 | 1107000 | 132471 | 8178.27 | 8445.18 | 123000 |  |  |  | IEE.01.2.1.0.01.a | IE | E.01.2.1.0 | Residential buildings (CPA 41) | E.01.2.1.0.01.a | Detached house | in full | 162763.8122 | 10.5 | 17090.2003 | 179854.0124 | 179854.0124 | : | 2024-02-20 16:51:33
X.00.2.1.4 | X.00.2.1.4.52.ae | Multi-purpose unit incl. 20 letter box compartments | 220000 | 7883.52 | 3000 | 5060 | 2268 | 16480 | 2600 | 57100 | 7200 | 55800 | 1540 | 2000 | 1448.1 | 5430.18 | 4076.68 | 1470 | 1200000 | 6110 | 729880 | 2475 | 2404.74 | 8400 | 2366.952 | 1300 | 58000 | 3600 | 6100 | 46000 | 7452.5745 | 1418.02 | 4901.7 | 140000 | 43066 | 2845.6 | 3909.66 | 26000 |  |  |  | IEE.01.2.1.0.01.d | IE | E.01.2.1.0 | Residential buildings (CPA 41) | E.01.2.1.0.01.d | Renovation of a detached house | in full | 59199.96 | 10.5 | 6215.9958 | 65415.9558 | 65415.9558 | : | 2024-03-20 18:14:30
X.00.2.1.4 | X.00.2.1.4.52.af | Glass canopy | 864000 | 4157.64 | 5760 | 9090 | 13140 | 28872 | 5040 | 54720 | 5040 | 43560 | 9540 | 5400 | 7999.92 | 11520.9 | 7321.5 | 3015 | 1026000 | 15397.2 | 1448820 | 4897.8 | 2464.02 | 6840 | 8094.24 | 6480 | 594000 | 6210 | 8730 | 131940 | 22548.7805 | 3884.4 | 14033.7 | 180000 | 266094 | 4351.5 | 2213.28 | 360000 |  |  |  | IEE.01.2.1.0.02.a | IE | E.01.2.1.0 | Residential buildings (CPA 41) | E.01.2.1.0.02.a | Apartment | in full | 6433351.0684 | 10.5 | 675501.8622 | 7108852.9306 | 7108852.9306 | : | 2024-03-21 19:50:45
X.00.2.1.4 | X.00.2.1.4.52.ag | Lightning conductor | 647510 | 16657.86 | 26610 | 11974.5 | 20844.5 | 17740 | 11087.5 | 199575 | 8781.3 | 133050 | 7096 | 7805.6 | 27491.3942 | 5517.14 | 13897 | 6209 | 2661000 | 25900.4 | 1099880 | 11575.35 | 16152.27 | 23949 | 13902.2987 | 6652.5 | 425760 | 15966 | 8958.7 | 134824 | 16500 | 7007.3 | 30024.95 | 354800 | 147242 | 5481.66 | 8932.09 | 195140 |  |  |  | IEE.01.2.2.0.01.a | IE | E.01.2.2.0 | Non-residential buildings (CPA 41) | E.01.2.2.0.01.a | Light industrial building | in full | 1711367.6 | 10.5 | 179693.598 | 1891061.198 | 1891061.198 | : | 2024-03-21 19:50:18
X.00.2.1.4 | X.00.2.1.4.53.aa | Synthetic windows; PVCu or the like | 29052000 | 654939.68 | 269000 | 704780 | 305584 | 720920 | 349700 | 5541400 | 785480 | 3174200 | 166780 | 301280 | 417358.88 | 622950.2 | 655284 | 182920 | 92536000 | 591961.4 | 46580040 | 494518.84 | 183683.96 | 474516 | 247426.2 | 443559.48 | 8392800 | 467737.2 | 591800 | 6226812 | 932671.42 | 373748.6 | 580340.6 | 25824000 | 7535228 | 122664 | 164864.72 | 3228000 |  |  |  | IEE.01.2.2.0.02.a | IE | E.01.2.2.0 | Non-residential buildings (CPA 41) | E.01.2.2.0.02.a | Office building | in full | 3786496.0833 | 11 | 416514.5692 | 4203010.6525 | 4203010.6525 | : | 2024-03-20 18:21:30
X.00.2.1.4 | X.00.2.1.4.53.ab | Main entrance door; glazed; all ironmongery | 336000 | 9774.66 | 5810 | 19950 | 4424 | 15050 | 7700 | 106680 | 17500 | 128730 | 3923.5 | 5040 | 5072.193 | 11152.12 | 7126.84 | 5600 | 2800000 | 8010.8 | 743820 | 5945.03 | 5614.14 | 19600 | 9514.82 | 12600 | 168000 | 20286 | 17150 | 94500 | 15545.166 | 2453.22 | 11302.2 | 203000 | 157381 | 4959.5 | 1924.02 | 175000 |  |  |  | IEE.01.2.3.0.01.a | IE | E.01.2.3.0 | Civil engineering works (CPA 42) | E.01.2.3.0.01.a | Asphalt road | in full | 352868.89 | 7 | 24700.8223 | 377569.7123 | 377569.7123 | : | 2023-11-27 12:35:39
X.00.2.1.4 | X.00.2.1.4.54.aa | External venetian blind systems with manual winder | 9861000 | 245756.88 | 114180 | 217980 | 247044 | 321780 | 83040 | 4136430 | 341502 | 1567380 | 231474 | 108990 | 80964 | 318717.9 | 270172.6454 | 77850 | 63837000 | 317150.52 | 23157780 | 96949.2 | 124736.46 | 321780 | 206863.02 | 149824.92 | 3736800 | 301020 | 204508.08 | 2003340 | 725756.0976 | 72255.18 | 519986.1 | 9342000 | 1801968 | 60567.3 | 83808.12 | 5053118.94 |  |  |  | IEE.01.2.3.0.01.b | IE | E.01.2.3.0 | Civil engineering works (CPA 42) | E.01.2.3.0.01.b | Road resurfacing | in full | 94042.4 | 7 | 6582.968 | 100625.368 | 100625.368 | : | 2024-03-20 18:23:42
X.00.2.1.4 | X.00.2.1.4.60.aa | External 140mm wall insulation; rough cast render finish | 10241000 | 177110.78 | 80465 | 182875 | 133133 | 292600 | 92169 | 2371523 | 256025 | 1492260 | 113967.7 | 85731.8 | 210206.1808 | 231256.41 | 310390.08 | 51205 | 28235900 | 263881.31 | 32303040 | 162641.71 | 90559.7 | 222376 | 106475.933 | 58520 | 3218600 | 109725 | 218013.334 | 1645875 | 280515.62 | 114830.87 | 306644.8 | 5705700 | 2060401.42 | 74481.33 | 112958.23 | 3364900 |  |  |  | ISE.01.2.1.0.01.a | IS | E.01.2.1.0 | Residential buildings (CPA 41) | E.01.2.1.0.01.a | Detached house | in full | 35286299 | 11.5 | 4057924.385 | 39344223.385 | 261475.5326 | : | 2024-02-14 23:38:47
X.00.2.1.4 | X.00.2.1.4.60.ab | Floating screed; insulation; vapour barrier | 10366650 | 393899.79 | 164550 | 146449.5 | 319227 | 197460 | 117748.5 | 5105138.1 | 315936 | 2303700 | 205687.5 | 148753.2 | 157803.45 | 238202.58 | 327373.14 | 103666.5 | 63516300 | 227473.92 | 35871900 | 216876.9 | 130619.79 | 177220.35 | 138387.1753 | 130521.06 | 4607400 | 246825 | 258014.4 | 3182397 | 1188121.7565 | 120878.43 | 660502.05 | 11518500 | 4219062 | 170013.06 | 82044.63 | 3291000 |  |  |  | ISE.01.2.1.0.01.d | IS | E.01.2.1.0 | Residential buildings (CPA 41) | E.01.2.1.0.01.d | Renovation of a detached house | in full | 8160090 | 11.5 | 938410.35 | 9098500.35 | 60467.2051 | : | 2024-02-14 14:55:36
X.00.2.1.4 | X.00.2.1.4.60.ac | Floor tiling 300mm x 300mm and skirting tiles | 8785000 | 197978.76 | 96635 | 132829.2 | 161644 | 228410 | 91225 | 4162405 | 281120 | 2846340 | 101027.5 | 84687.4 | 88921.77 | 266835.59 | 245524.2875 | 70280 | 42168000 | 176121.68 | 32680200 | 137660.95 | 129859.87 | 193270 | 136018.9948 | 67257.96 | 2811200 | 124747 | 270098.94 | 2797144 | 286995.408 | 98725.83 | 477617.35 | 7906500 | 4404799 | 104559.07 | 117385.17 | 1537375 |  |  |  | ISE.01.2.1.0.02.a | IS | E.01.2.1.0 | Residential buildings (CPA 41) | E.01.2.1.0.02.a | Apartment | in full | 889375922.4 | 9.5 | 84490712.628 | 973866635.028 | 6472164.7839 | : | 2023-09-26 20:30:06
X.00.2.1.4 | X.00.2.1.4.60.ad | 15mm engineered oak flooring | 12964500 | 326403.9 | 256275 | 325620 | 425115 | 331650 | 232155 | 7009875 | 355770 | 2954700 | 209542.5 | 217080 | 261732.15 | 234747.9 | 216657.9 | 135675 | 90450000 | 241079.4 | 40340700 | 243913.5 | 226939.05 | 466722 | 416441.7495 | 217080 | 7236000 | 195975 | 424662.75 | 3391875 | 663300 | 163714.5 | 614306.25 | 18090000 | 2529585 | 147493.8 | 251119.35 | 3804568.2 |  |  |  | ISE.01.2.2.0.01.a | IS | E.01.2.2.0 | Non-residential buildings (CPA 41) | E.01.2.2.0.01.a | Light industrial building | in full | 265046530 | 9.5 | 25179420.35 | 290225950.35 | 1928796.1079 | : | 2024-02-14 14:59:47
X.00.2.1.4 | X.00.2.1.4.60.ae | Gypsum plaster to walls; rough cast; 2 coats; 10mm and 5mm | 9264000 | 120258.3 | 69480 | 117537 | 127380 | 179490 | 86144 | 2009801 | 78744 | 1158000 | 83376 | 72375 | 82391.7 | 77701.8 | 136835.31 | 49215 | 30687000 | 198597 | 15111900 | 145444.8 | 60389.7 | 85419.87 | 109490.74 | 43425 | 4053000 | 159225 | 83365.5 | 2003340 | 192691.2 | 42730.2 | 228350.35 | 5211000 | 2136510 | 31902.9 | 95245.5 | 1510958.4 |  |  |  | ISE.01.2.2.0.02.a | IS | E.01.2.2.0 | Non-residential buildings (CPA 41) | E.01.2.2.0.02.a | Office building | in full | 660710730 | 11.7 | 77303155.41 | 738013885.41 | 4904724.4328 | : | 2024-03-25 14:32:47
X.00.2.1.4 | X.00.2.1.4.60.af | Ceramics covering of the walls | 6550400 | 158263.36 | 85440 | 80028.8 | 74048 | 132432 | 56960 | 1772880 | 123888 | 1110720 | 45852.8 | 61516.8 | 45297.44 | 190516.96 | 115756.96 | 45283.2 | 24208000 | 131634.56 | 22029280 | 97956.96 | 92204 | 159488 | 91713.3726 | 56960 | 2136000 | 78320 | 125724.96 | 2229984 | 268879.68 | 60320.64 | 316555.2 | 4984000 | 1836960 | 58483.68 | 60747.84 | 1068000 |  |  |  | ISE.01.2.3.0.01.a | IS | E.01.2.3.0 | Civil engineering works (CPA 42) | E.01.2.3.0.01.a | Asphalt road | in full | 49640510 | 12 | 5956861.2 | 55597371.2 | 369491.4016 | : | 2024-02-14 15:14:06
X.00.2.1.4 | X.00.2.1.4.60.ag | Interior painting; walls; 2 coats emulsion | 1950970 | 52219.58 | 41510 | 60604.6 | 78869 | 62265 | 25350 | 1329095 | 45661 | 747180 | 53547.9 | 35283.5 | 38023.16 | 44540.23 | 112477.3876 | 24075.8 | 16188900 | 32004.21 | 14403970 | 34121.22 | 50891.26 | 85095.5 | 72845.519 | 20755 | 1411340 | 31132.5 | 92443.6801 | 477365 | 85718.15 | 42257.18 | 123056 | 2075500 | 805294 | 14154.91 | 26275.83 | 595626.99 |  |  |  | ISE.01.2.3.0.01.b | IS | E.01.2.3.0 | Civil engineering works (CPA 42) | E.01.2.3.0.01.b | Road resurfacing | in full | 16001840 | 10 | 1600184 | 17602024 | 116980.2884 | : | 2024-02-14 15:19:09
X.00.2.1.4 | X.00.2.1.4.60.ah | Gypsum plaster to concrete ceilings; 6mm | 2303070 | 78753.03 | 20937 | 44865 | 128613 | 89730 | 50847 | 1259211 | 86739 | 388830 | 49351.5 | 37387.5 | 29820.27 | 42382.47 | 99959.22 | 26919 | 12562200 | 113239.26 | 7806510 | 31345.68 | 42203.01 | 47556.9 | 59346.6119 | 16450.5 | 897300 | 35892 | 97207.5 | 885336 | 109560.33 | 28025.67 | 113209.35 | 2841450 | 1447644 | 43279.77 | 48185.01 | 780531.36 |  |  |  | ITE.01.2.1.0.01.a | IT | E.01.2.1.0 | Residential buildings (CPA 41) | E.01.2.1.0.01.a | Detached house | in full | 183326.3824 | 10.22 | 18735.9563 | 202062.3387 | 202062.3387 | : | 2024-02-11 11:10:22
X.00.2.1.4 | X.00.2.1.4.60.ai | Interior painting; ceilings; 2 coats emulsion | 2108960 | 54945.94 | 22596 | 56490 | 71554 | 75320 | 27878 | 1017235 | 56490 | 677880 | 48581.4 | 32011 | 55021.26 | 40898.76 | 77504.28 | 21842.8 | 11298000 | 30128 | 13068020 | 30956.52 | 24554.32 | 86618 | 64291.6425 | 22596 | 1167460 | 28245 | 84017.1026 | 369068 | 81656.295 | 44288.16 | 110545.45 | 1883000 | 730604 | 13783.56 | 20901.3 | 540383.34 |  |  |  | ITE.01.2.1.0.01.d | IT | E.01.2.1.0 | Residential buildings (CPA 41) | E.01.2.1.0.01.d | Renovation of a detached house | in full | 47636.938 | 10.22 | 4868.4951 | 52505.4331 | 52505.4331 | : | 2024-02-13 12:29:02
X.00.2.1.4 | X.00.2.1.4.71.aa | Hot & cold water and sewage connections to communal system | 1150000 | 60579.69 | 3750 | 36500 | 32600 | 115900 | 22700 | 766025 | 60200 | 416540 | 36500 | 22650 | 8396.6 | 34954.84 | 69847.8 | 15500 | 10800000 | 37037.01 | 5710010 | 24850.32 | 34557.5 | 56000 | 32704 | 18080 | 150000 | 50000 | 83331.0131 | 907000 | 301950 | 34912.19 | 83244.7 | 1200000 | 841250 | 26491.14 | 25355.4 | 450000 |  |  |  | ITE.01.2.1.0.02.a | IT | E.01.2.1.0 | Residential buildings (CPA 41) | E.01.2.1.0.02.a | Apartment | in full | 4583410.9508 | 4.9 | 224587.1366 | 4807998.0874 | 4807998.0874 | : | 2023-08-25 14:22:21
X.00.2.1.4 | X.00.2.1.4.71.ab | WC and cistern incl. connections and fittings | 3666000 | 50479.26 | 31980 | 69108 | 111462 | 117000 | 35100 | 1475370 | 93600 | 603720 | 71019 | 40950 | 57000.06 | 103708.8 | 47218.08 | 34710 | 16926000 | 35883.9 | 11377860 | 40340.04 | 35249.76 | 76050 | 52213.98 | 30264 | 1014000 | 47190 | 80761.092 | 1076400 | 163800 | 50086.14 | 157146.6 | 2340000 | 591240 | 30030 | 28973.88 | 514800 |  |  |  | ITE.01.2.2.0.01.a | IT | E.01.2.2.0 | Non-residential buildings (CPA 41) | E.01.2.2.0.01.a | Light industrial building | in full | 1631919.13 | 4.047 | 66043.7672 | 1697962.8972 | 1697962.8972 | : | 2024-02-11 11:19:04
X.00.2.1.4 | X.00.2.1.4.71.ac | Wash basin; mixer tap; incl. connections and fittings | 5850000 | 85841.73 | 66690 | 71370 | 124020 | 175500 | 53820 | 1528020 | 115830 | 775710 | 45045 | 46215 | 59464.08 | 98201.61 | 77245.74 | 31590 | 15444000 | 94787.55 | 11668410 | 44099.64 | 55926 | 55224 | 49384.062 | 31005 | 1591200 | 46800 | 94272.75 | 745290 | 111150 | 45606.6 | 166631.4 | 3276000 | 678600 | 36012.6 | 56911.14 | 351000 |  |  |  | ITE.01.2.2.0.02.a | IT | E.01.2.2.0 | Non-residential buildings (CPA 41) | E.01.2.2.0.02.a | Office building | in full | 3928996.1416 | 3.4458 | 135385.349 | 4064381.4907 | 4064381.4907 | : | 2023-08-25 15:03:05
X.00.2.1.4 | X.00.2.1.4.71.ad | Shower tray; mixer tap; incl. connections and fittings | 3042000 | 42645.72 | 35100 | 43680 | 61347 | 108420 | 23400 | 678210 | 58500 | 371670 | 53235 | 26520 | 27788.67 | 35689.29 | 37443.51 | 14040 | 12870000 | 37245 | 7985250 | 17487.21 | 33810.66 | 63570 | 32683.56 | 18135 | 585000 | 34125 | 52881.4023 | 639600 | 56550 | 29307.72 | 100512.75 | 1638000 | 411450 | 21867.3 | 27323.4 | 248210.82 |  |  |  | ITE.01.2.3.0.01.a | IT | E.01.2.3.0 | Civil engineering works (CPA 42) | E.01.2.3.0.01.a | Asphalt road | in full | 354919.79 | 4.07 | 14445.2355 | 369365.0255 | 369365.0255 | : | 2024-02-29 16:34:52
X.00.2.1.4 | X.00.2.1.4.71.ae | Bath; mixer tap; incl. connections and fittings | 2203500 | 42645.72 | 38220 | 34125 | 51714 | 149370 | 26130 | 819507 | 85800 | 510900 | 66495 | 30810 | 36447.06 | 65006.76 | 45243.12 | 19500 | 15600000 | 38454 | 10118160 | 30246.45 | 40833 | 72150 | 40316.367 | 22425 | 1248000 | 58500 | 46695.6855 | 967200 | 66300 | 44048.16 | 95249.7 | 1560000 | 530010 | 20748 | 34099.26 | 429000 |  |  |  | ITE.01.2.3.0.01.b | IT | E.01.2.3.0 | Civil engineering works (CPA 42) | E.01.2.3.0.01.b | Road resurfacing | in full | 98701.42 | 5.1987 | 5131.1907 | 103832.6107 | 103832.6107 | : | 2024-02-11 11:25:23
X.00.2.1.4 | X.00.2.1.4.72.aa | 120kW gas boiler; flue; 2500l water storage; all fittings | 4200000 | 90812.55 | 30000 | 82100 | 38716 | 150000 | 39350 | 717685 | 88000 | 225330 | 36980 | 25225 | 17124.93 | 63300.93 | 45720.57 | 21500 | 14000000 | 99259 | 7927270 | 37624.33 | 39409 | 49000 | 44865.8 | 17520 | 2320000 | 35000 | 67977.6692 | 961500 | 117020 | 27270.03 | 78350 | 3500000 | 527060 | 18191.9 | 21573.22 | 300000 |  |  |  | LTE.01.2.1.0.01.a | LT | E.01.2.1.0 | Residential buildings (CPA 41) | E.01.2.1.0.01.a | Detached house | in full | 109367.88 | 9 | 9843.1092 | 119210.9892 | 119210.9892 | : | 2024-02-07 16:58:30
X.00.2.1.4 | X.00.2.1.4.72.ab | Floor heating 15mm flexible tube; 4m per 1m2 | 21341600 | 168865.41 | 190550 | 209605 | 376907.9 | 255337 | 152440 | 6020710 | 457320 | 2019830 | 354423 | 152440 | 210862.63 | 290321.98 | 225640.27 | 133385 | 76220000 | 342990 | 24733390 | 245809.5 | 188187.18 | 247715 | 232677.8611 | 151754.02 | 11814100 | 316313 | 173983.6459 | 2812518 | 467680 | 228507.56 | 537891.25 | 12576300 | 2629590 | 107546.42 | 189902.13 | 2103672 |  |  |  | LTE.01.2.1.0.01.d | LT | E.01.2.1.0 | Residential buildings (CPA 41) | E.01.2.1.0.01.d | Renovation of a detached house | in full | 30863.78 | 10 | 3086.378 | 33950.158 | 33950.158 | : | 2024-02-07 17:07:02
X.00.2.1.4 | X.00.2.1.4.73.aa | Individual ventilation units to baths; toilets; showers | 3393000 | 61702.29 | 17550 | 80145 | 42822 | 150930 | 25272 | 1175850 | 56160 | 624780 | 60255 | 29250 | 8248.5 | 84752.46 | 41036.58 | 24570 | 16918200 | 34515 | 9531990 | 34910.46 | 21893.04 | 72540 | 62178.48 | 35100 | 900900 | 64696.32 | 105625.4266 | 1099800 | 146952 | 32227.65 | 161413.2 | 2457000 | 781560 | 36246.6 | 37483.29 | 495056.25 |  |  |  | LTE.01.2.1.0.02.a | LT | E.01.2.1.0 | Residential buildings (CPA 41) | E.01.2.1.0.02.a | Apartment | in full | 3740085.8164 | 5 | 187004.2908 | 3927090.1072 | 3927090.1072 | : | 2023-08-28 15:03:53
X.00.2.1.4 | X.00.2.1.4.73.ab | Kitchen ventilation hood; exhaust duct to roof | 1482000 | 22625.07 | 31200 | 63960 | 47892 | 102180 | 17550 | 434070 | 46800 | 213330 | 35100 | 23205 | 6299.67 | 26955.24 | 35757.93 | 21060 | 10920000 | 40950 | 3484260 | 18720 | 15226.38 | 56550 | 18414.396 | 23400 | 780000 | 43804.8 | 70325.4115 | 701415 | 99294 | 18640.83 | 85158.45 | 702000 | 804570 | 24624.6 | 22861.02 | 457996.5 |  |  |  | LTE.01.2.2.0.01.a | LT | E.01.2.2.0 | Non-residential buildings (CPA 41) | E.01.2.2.0.01.a | Light industrial building | in full | 1385828.59 | 7 | 97008.0013 | 1482836.5913 | 1482836.5913 | : | 2023-07-31 15:31:44
X.00.2.1.4 | X.00.2.1.4.74.aa | Electric lift 630kg/8 persons | 7000000 | 156065.16 | 120000 | 129000 | 153000 | 190000 | 67000 | 2990000 | 199800 | 1199800 | 113000 | 57000 | 69562.5 | 158108.7 | 76800 | 100000 | 48000000 | 213120 | 22534620 | 128780 | 84116 | 140000 | 100074.24 | 50000 | 2440000 | 64000 | 94197.916 | 2900000 | 455000 | 57169.98 | 310713.7 | 7800000 | 2322000 | 113520 | 105842 | 1340000 |  |  |  | LTE.01.2.2.0.02.a | LT | E.01.2.2.0 | Non-residential buildings (CPA 41) | E.01.2.2.0.02.a | Office building | in full | 2997802.674 | 5 | 149890.1337 | 3147692.8077 | 3147692.8077 | : | 2023-07-31 15:31:47
X.00.2.1.4 | X.00.2.1.4.81.aa | Electrical mains connection of the house to the supplier | 3000000 | 89792.22 | 20000 | 54200 | 122010 | 87000 | 36728 | 735910 | 86200 | 937000 | 45560 | 27500 | 34954.91 | 85715.09 | 47410.75 | 22000 | 12000000 | 66480 | 8730640 | 30053.67 | 22124 | 83000 | 54263.09 | 34210 | 880000 | 36225 | 59047.2945 | 1069500 | 192000 | 64328.56 | 113928.2 | 4800000 | 831120 | 18450 | 36835.26 | 600000 |  |  |  | LTE.01.2.3.0.01.a | LT | E.01.2.3.0 | Civil engineering works (CPA 42) | E.01.2.3.0.01.a | Asphalt road | in full | 391527.98 | 7 | 27406.9586 | 418934.9386 | 418934.9386 | : | 2023-11-13 21:17:41
X.00.2.1.4 | X.00.2.1.4.81.ab | Power and lighting to entrance hall in the apartment | 780000 | 9272.25 | 5850 | 12480 | 16637.4 | 35880 | 3510 | 188760 | 26910 | 143130 | 5655 | 7800 | 5536.44 | 6372.21 | 25691.5815 | 5070 | 1404000 | 7995 | 2609880 | 10171.2 | 7163.91 | 8970 | 10721.802 | 9126 | 253500 | 6756.75 | 23330.58 | 200499 | 26697.84 | 6870.24 | 17475.9 | 339300 | 194610 | 3233.1 | 3841.5 | 117000 |  |  |  | LTE.01.2.3.0.01.b | LT | E.01.2.3.0 | Civil engineering works (CPA 42) | E.01.2.3.0.01.b | Road resurfacing | in full | 111070.66 | 9 | 9996.3594 | 121067.0194 | 121067.0194 | : | 2024-02-13 16:15:29
X.00.2.1.4 | X.00.2.1.4.81.ac | Power and lighting to living; dining room; kitchen | 3237000 | 33725.64 | 38610 | 26715 | 65520 | 76050 | 10920 | 880386 | 52260 | 395070 | 17561.7 | 22425 | 24837.54 | 25422.15 | 59635.1925 | 14040 | 6123000 | 54522 | 6346080 | 21213.27 | 17146.35 | 22113 | 33680.01 | 14664 | 819000 | 29104.92 | 56394 | 517218 | 84255.6 | 31263.57 | 79731.6 | 3510000 | 495300 | 13593.45 | 13114.92 | 351000 |  |  |  | LUE.01.2.1.0.01.a | LU | E.01.2.1.0 | Residential buildings (CPA 41) | E.01.2.1.0.01.a | Detached house | in full | 249234.05 | 12 | 29908.086 | 279142.136 | 279142.136 | : | 2024-03-29 11:32:20
X.00.2.1.4 | X.00.2.1.4.81.ad | Kitchen equipment power to appliances and cooker | 1950000 | 9139.26 | 5070 | 22815 | 13423.8 | 42900 | 15444 | 444522 | 29055 | 294840 | 13650 | 19890 | 21106.02 | 18256.68 | 42904.056 | 9750 | 3524625 | 41262 | 5006040 | 11197.29 | 8548.41 | 29055 | 21921.9 | 7488 | 276900 | 28269.15 | 30420 | 521040 | 47392.8 | 19169.28 | 36390.9 | 760500 | 269880 | 6747 | 9013.68 | 117000 |  |  |  | LUE.01.2.1.0.01.d | LU | E.01.2.1.0 | Residential buildings (CPA 41) | E.01.2.1.0.01.d | Renovation of a detached house | in full | 71510.12 | 15 | 10726.518 | 82236.638 | 82236.638 | : | 2023-07-31 15:32:14
X.00.2.1.4 | X.00.2.1.4.81.ae | Power and lighting to toilet; bath; shower rooms | 2340000 | 27417.78 | 24570 | 31005 | 38212.2 | 91260 | 13806 | 581022 | 64350 | 542880 | 14040 | 32760 | 9095.58 | 33787.26 | 63202.23 | 15210 | 4621500 | 43056 | 7643610 | 13353.21 | 10718.37 | 48204 | 35872.2 | 19422 | 772200 | 32095.44 | 36925.2 | 670410 | 94133.52 | 32393.79 | 53363.7 | 2223000 | 441090 | 10769.85 | 17113.59 | 285480 |  |  |  | LUE.01.2.1.0.02.a | LU | E.01.2.1.0 | Residential buildings (CPA 41) | E.01.2.1.0.02.a | Apartment | in full | 6933887.32 | 11 | 762727.6052 | 7696614.9252 | 7696614.9252 | : | 2023-11-30 12:28:25
X.00.2.1.4 | X.00.2.1.4.81.af | Power and lighting to bedrooms | 3300000 | 25723.2 | 28800 | 34320 | 40560 | 132000 | 16920 | 1219020 | 61920 | 666000 | 34800 | 33000 | 45795.6 | 43779.6 | 70767.09 | 22200 | 10989600 | 55800 | 9043200 | 33337.2 | 24919.2 | 54000 | 49669.2 | 21390 | 984000 | 54558 | 73548 | 865200 | 146784 | 40438.8 | 110943.6 | 2340000 | 924000 | 18450 | 20976 | 345600 |  |  |  | LUE.01.2.2.0.01.a | LU | E.01.2.2.0 | Non-residential buildings (CPA 41) | E.01.2.2.0.01.a | Light industrial building | in full | 2213087.5 | 9.5 | 210243.3125 | 2423330.8125 | 2423330.8125 | : | 2023-11-30 12:34:22
X.00.2.1.4 | X.00.2.1.4.81.ag | Power and lighting to terrace-balcony | 1228500 | 19011.72 | 5070 | 12480 | 21684 | 39000 | 6240 | 250575 | 22620 | 199680 | 5538 | 9750 | 11507.73 | 17744.61 | 27501.63 | 6045 | 3054675 | 22230 | 2293590 | 11234.34 | 5741.97 | 22620 | 13950.3 | 14742 | 306150 | 12130.56 | 35568 | 269100 | 42806.4 | 15635.88 | 26336.7 | 460200 | 252720 | 4967.04 | 5973.24 | 140400 |  |  |  | LUE.01.2.2.0.02.a | LU | E.01.2.2.0 | Non-residential buildings (CPA 41) | E.01.2.2.0.02.a | Office building | in full | 4607233.25 | 11 | 506795.6575 | 5114028.9075 | 5114028.9075 | : | 2024-03-29 11:33:08
X.00.2.1.4 | X.00.2.1.4.81.ah | Power and lighting to common areas | 770000 | 32448.86 | 10000 | 11500 | 13300 | 22500 | 6440 | 237306 | 21000 | 213400 | 3655 | 6500 | 2652.78 | 27201.96 | 19716.96 | 3700 | 2200000 | 26256 | 3542630 | 7971.79 | 3611 | 12800 | 7922.544 | 5756 | 195000 | 7830 | 16392 | 372424 | 23776 | 11789.63 | 33354.65 | 280000 | 319050 | 6355 | 4034.12 | 150000 |  |  |  | LUE.01.2.3.0.01.a | LU | E.01.2.3.0 | Civil engineering works (CPA 42) | E.01.2.3.0.01.a | Asphalt road | in full | 457671.75 | 11 | 50343.8925 | 508015.6425 | 508015.6425 | : | 2023-11-30 12:35:38
X.00.2.1.4 | X.00.2.1.4.82.aa | Telecommunication cabinet; network; TV & Telephone outlets | 820000 | 46159.73 | 20000 | 23500 | 32816.9 | 35500 | 14430 | 438538 | 19800 | 140240 | 13120 | 10500 | 10220.57 | 19907.89 | 35912.04 | 8700 | 2600000 | 40398 | 4878610 | 14268.78 | 6345 | 27000 | 19357.191 | 7518.4 | 220000 | 20520 | 42278.0781 | 376200 | 38340 | 17535.94 | 32357.2 | 1060000 | 436840 | 7230.5 | 6660.1 | 150000 |  |  |  | LUE.01.2.3.0.01.b | LU | E.01.2.3.0 | Civil engineering works (CPA 42) | E.01.2.3.0.01.b | Road resurfacing | in full | 110815 | 11 | 12189.65 | 123004.65 | 123004.65 | : | 2024-03-29 11:33:50
X.00.2.1.4 | X.00.2.1.4.82.ab | Video intercom at 2 entrances & connections to apartments | 2450000 | 32448.86 | 25000 | 26500 | 38860 | 34500 | 21320 | 894790 | 35500 | 152430 | 19300 | 14800 | 15075.9 | 35943.23 | 20603.54 | 9400 | 5800000 | 19060 | 2429730 | 19776.4 | 15542 | 22000 | 25492.257 | 7081 | 700000 | 31320 | 37613.536 | 196800 | 51140 | 33314.14 | 57678.55 | 550000 | 639410 | 21500 | 15489.08 | 350000 |  |  |  | LVE.01.2.1.0.01.a | LV | E.01.2.1.0 | Residential buildings (CPA 41) | E.01.2.1.0.01.a | Detached house | in full | 145220.0149 | 8.5 | 12343.7013 | 157563.7161 | 157563.7161 | : | 2023-09-13 14:45:53
X.00.2.1.4 | X.00.2.1.4.90.aa | Excavation to drainage trenches | 197500 | 2917.5 | 6250 | 7275 | 31725 | 11250 | 7000 | 143750 | 5625 | 37500 | 3725 | 2975 | 4172.5 | 4342.5 | 18637.5 | 1750 | 1700000 | 3650 | 537500 | 4777.5 | 1900 | 5125 | 3066 | 1300 | 105000 | 10500 | 3062.5 | 52500 | 3650 | 4377.5 | 8562.5 | 295000 | 55000 | 1370 | 9160 | 86250 |  |  |  | LVE.01.2.1.0.01.d | LV | E.01.2.1.0 | Residential buildings (CPA 41) | E.01.2.1.0.01.d | Renovation of a detached house | in full | 36249.579 | 8.5 | 3081.2142 | 39330.7932 | 39330.7932 | : | 2023-09-13 14:45:55
X.00.2.1.4 | X.00.2.1.4.90.ab | Disposal of uncontaminated spoil; loading and transport; distance 5km | 220000 | 8520 | 4375 | 2125 | 11000 | 6250 | 1750 | 85750 | 8875 | 35000 | 1675 | 2500 | 4510 | 3430 | 5480 | 1875 | 1875000 | 8230 | 370000 | 2637.5 | 2435 | 8350 | 2427.25 | 1250 | 132500 | 6250 | 2812.5 | 62500 | 16567.5 | 2042.5 | 8350 | 212500 | 36250 | 1447.5 | 8257.5 | 62500 |  |  |  | LVE.01.2.1.0.02.a | LV | E.01.2.1.0 | Residential buildings (CPA 41) | E.01.2.1.0.02.a | Apartment | in full | 5389529.8727 | 8.5 | 458110.0392 | 5847639.9118 | 5847639.9118 | : | 2023-09-13 14:45:57
X.00.2.1.4 | X.00.2.1.4.90.ac | Backfilling trenches | 621000 | 7695.8 | 8050 | 5635 | 7199 | 12650 | 690 | 28520 | 8395 | 13800 | 1380 | 2300 | 2532.3 | 954.5 | 17160.3 | 1380 | 437000 | 4496.5 | 496800 | 2656.5 | 1823.9 | 4945 | 1762.95 | 1265 | 64400 | 5750 | 2495.5 | 28750 | 2868.1 | 2093 | 10936.5 | 230000 | 52900 | 798.1 | 2332.2 | 49981.3 |  |  |  | LVE.01.2.2.0.01.a | LV | E.01.2.2.0 | Non-residential buildings (CPA 41) | E.01.2.2.0.01.a | Light industrial building | in full | 1866576.6923 | 6.5 | 121327.485 | 1987904.1772 | 1987904.1772 | : | 2023-09-13 14:45:47
X.00.2.1.4 | X.00.2.1.4.90.ad | Drainage various PVCu pipes; beds and coverings | 675000 | 17322.5 | 26250 | 9625 | 12150 | 28750 | 4650 | 305800 | 15250 | 90000 | 8750 | 10125 | 21135 | 14092.5 | 9226 | 8750 | 4250000 | 5687.5 | 1030000 | 10815 | 6967.5 | 19000 | 9223.55 | 7500 | 200000 | 16250 | 9194.8239 | 325000 | 45529.7975 | 7602.5 | 41700 | 825000 | 170000 | 6077.5 | 7600 | 57500 |  |  |  | LVE.01.2.2.0.02.a | LV | E.01.2.2.0 | Non-residential buildings (CPA 41) | E.01.2.2.0.02.a | Office building | in full | 3498000.1463 | 7.5 | 262350.011 | 3760350.1572 | 3760350.1572 | : | 2023-09-13 14:45:50
X.00.2.1.5 | X.00.2.1.5.30.aa | Form new opening build in suitable steel lintel incl. cavity gutters etc. | 23550 | 810.81 | 155 | 785 | 1002 | 1000 | 350 | 6805 | 928 | 6120 | 373 | 420 | 199.42 | 790.44 | 1128.48 | 400 | 105000 | 710.22 | 108910 | 592.13 | 317.65 | 765 | 318.072 | 450 | 27600 | 500 | 746.02 | 9200 | 699.14 | 500.84 | 1256.9 | 24000 | 6576 | 255.22 | 325.33 | 7000 |  |  |  | LVE.01.2.3.0.01.a | LV | E.01.2.3.0 | Civil engineering works (CPA 42) | E.01.2.3.0.01.a | Asphalt road | in full | 265128.39 | 5.05 | 13388.9837 | 278517.3737 | 278517.3737 | : | 2024-03-08 10:33:32
X.00.2.1.5 | X.00.2.1.5.40.aa | Take up defective glass fibre insulation quilt between joists; 100mm thick | 19152 | 719.46 | 630 | 516.6 | 882 | 1134 | 346.5 | 4958.1 | 913.5 | 6300 | 510.3 | 346.5 | 619.164 | 522.27 | 497.07 | 428.4 | 138600 | 510.93 | 88200 | 713.16 | 158.76 | 642.6 | 173.8422 | 346.5 | 15120 | 535.5 | 956.34 | 3780 | 311.85 | 513.45 | 2179.8 | 15120 | 3969 | 279.72 | 398.16 | 12600 |  |  |  | LVE.01.2.3.0.01.b | LV | E.01.2.3.0 | Civil engineering works (CPA 42) | E.01.2.3.0.01.b | Road resurfacing | in full | 71023.7 | 3.68 | 2613.6722 | 73637.3722 | 73637.3722 | : | 2023-09-13 14:45:50
X.00.2.1.5 | X.00.2.1.5.40.ab | Lay glass fibre insulation between and across joists in roof 300mm thick | 94185 | 2102.94 | 3465 | 2362.5 | 3843 | 4599 | 2394 | 61236 | 3124.8 | 15750 | 2860.2 | 1354.5 | 2020.41 | 2245.32 | 3141.81 | 1575 | 743400 | 2872.17 | 233730 | 1619.73 | 1327.41 | 2217.6 | 1588.7245 | 1134 | 51660 | 1260 | 2185.47 | 31185 | 5263.65 | 1550.43 | 4513.95 | 378000 | 26334 | 1197 | 2678.13 | 27370.98 |  |  |  | MEE.01.2.1.0.01.a | ME | E.01.2.1.0 | Residential buildings (CPA 41) | E.01.2.1.0.01.a | Detached house | in full | 73662.1 | 20 | 14732.42 | 88394.52 | 88394.52 | : | 2024-02-14 13:47:11
X.00.2.1.5 | X.00.2.1.5.51.aa | Take up internal stud wall; make good and extending finishing's | 27048 | 289.1 | 280 | 365.4 | 854 | 840 | 238 | 6090 | 455 | 3220 | 260.4 | 280 | 226.94 | 636.86 | 123.06 | 231 | 63000 | 637.7 | 63140 | 371.28 | 168.14 | 607.6 | 142.7223 | 140 | 17220 | 448 | 596.4 | 2590 | 894.166 | 280.56 | 1150.1 | 10500 | 3780 | 161.42 | 272.02 | 5600 |  |  |  | MEE.01.2.1.0.01.d | ME | E.01.2.1.0 | Residential buildings (CPA 41) | E.01.2.1.0.01.d | Renovation of a detached house | in full | 24670.5 | 20 | 4934.1 | 29604.6 | 29604.6 | : | 2024-02-08 14:32:25
X.00.2.1.5 | X.00.2.1.5.51.ab | Take up kitchen cupboards and worktop incl. oven hob and sink and taps | 12650 | 412.82 | 150 | 385 | 721 | 600 | 150 | 5540 | 479 | 2150 | 115 | 150 | 301.23 | 263.96 | 596.085 | 200 | 66500 | 300 | 68000 | 204.53 | 156.17 | 356.3 | 166.3305 | 150 | 6800 | 255 | 265.63 | 5800 | 560 | 470.42 | 556.45 | 8000 | 5291 | 240 | 168.49 | 2500 |  |  |  | MEE.01.2.1.0.02.a | ME | E.01.2.1.0 | Residential buildings (CPA 41) | E.01.2.1.0.02.a | Apartment | in full | 3403644.7028 | 20 | 680728.9406 | 4084373.6434 | 4084373.6434 | : | 2024-02-13 09:10:38
X.00.2.1.5 | X.00.2.1.5.51.ac | Take up softwood internal door and frame 1981 x 762mm | 1955 | 54.63 | 25 | 102 | 374 | 100 | 35 | 1165 | 50 | 420 | 21.3 | 30 | 25.936 | 42.55 | 70.45 | 50 | 13700 | 44 | 8340 | 86.52 | 12.86 | 94.7 | 13.4138 | 32 | 4400 | 75 | 52.89 | 720 | 100 | 100.8 | 153.6 | 2000 | 722 | 50 | 19.56 | 250 |  |  |  | MEE.01.2.2.0.01.a | ME | E.01.2.2.0 | Non-residential buildings (CPA 41) | E.01.2.2.0.01.a | Light industrial building | in full | 1073246.72 | 20 | 214649.344 | 1287896.064 | 1287896.064 | : | 2024-03-29 09:08:05
X.00.2.1.5 | X.00.2.1.5.51.ad | Timber stud partition both faces lined with 12.5mm plasterboard | 36040 | 777.12 | 800 | 672 | 784 | 1160 | 480 | 11640 | 1100 | 6880 | 780 | 480 | 383.44 | 517.36 | 932.568 | 280 | 126400 | 880.96 | 129120 | 664.36 | 685.28 | 837.12 | 588.0588 | 256 | 17600 | 608 | 1005.6 | 8960 | 1692.64 | 1089.92 | 1635.6 | 42400 | 6768 | 246.4 | 606.8 | 8000 |  |  |  | MEE.01.2.2.0.02.a | ME | E.01.2.2.0 | Non-residential buildings (CPA 41) | E.01.2.2.0.02.a | Office building | in full | 2238068 | 20 | 447613.6 | 2685681.6 | 2685681.6 | : | 2024-02-09 15:08:27
X.00.2.1.5 | X.00.2.1.5.51.ae | Form new door opening in 75mm timber stud walls make good finishing's | 6500 | 168.77 | 100 | 255 | 331 | 235 | 120 | 3550 | 71 | 2450 | 280 | 150 | 119.78 | 133.26 | 163.66 | 195 | 83400 | 70.34 | 32620 | 281.21 | 169.96 | 280 | 117.53 | 50 | 6200 | 250 | 116.4 | 1800 | 443.44 | 155.3 | 320.45 | 11700 | 912 | 85.5 | 110.45 | 2000 |  |  |  | MEE.01.2.3.0.01.a | ME | E.01.2.3.0 | Civil engineering works (CPA 42) | E.01.2.3.0.01.a | Asphalt road | in full | 240462 | 20 | 48092.4 | 288554.4 | 288554.4 | : | 2024-03-27 14:55:33
X.00.2.1.5 | X.00.2.1.5.51.af | Take up linen cupboard door and enlarge opening and fit new frame and door | 16000 | 223.41 | 250 | 432 | 931 | 550 | 420 | 12150 | 630 | 5510 | 176 | 450 | 614.5 | 359.18 | 736.48 | 295 | 142000 | 360.75 | 89160 | 280.21 | 166.43 | 551.2 | 189.07 | 210 | 12000 | 415 | 234.91 | 4300 | 1989.34 | 510.53 | 1330.85 | 47000 | 1960 | 275.1 | 240.4 | 2500 |  |  |  | MEE.01.2.3.0.01.b | ME | E.01.2.3.0 | Civil engineering works (CPA 42) | E.01.2.3.0.01.b | Road resurfacing | in full | 73972 | 20 | 14794.4 | 88766.4 | 88766.4 | : | 2024-02-13 14:06:39
X.00.2.1.5 | X.00.2.1.5.51.ag | Take up softwood door and install pre-finished internal SW door and frame | 270000 | 4990.3 | 5400 | 4250 | 9410 | 12000 | 3300 | 128500 | 8100 | 54500 | 3200 | 4000 | 4785.1 | 3786 | 5023.7 | 3000 | 1480000 | 5853.8 | 1184500 | 4762.7 | 3078.5 | 6904 | 4363.94 | 2750 | 154000 | 6350 | 6243.4 | 67000 | 15572.2 | 7147.4 | 13864 | 350000 | 50660 | 4155 | 2774.1 | 60000 |  |  |  | MKE.01.2.1.0.01.a | MK | E.01.2.1.0 | Residential buildings (CPA 41) | E.01.2.1.0.01.a | Detached house | in full | 5230940 | 9.15 | 478631.01 | 5709571.01 | 92831.7604 | : | 2024-02-12 12:00:20
X.00.2.1.5 | X.00.2.1.5.51.ah | MDF base unit cupboards 800mm height incl. ironmongery etc. | 107000 | 3005.32 | 1950 | 2340 | 3319.3 | 4000 | 1500 | 31700 | 2600 | 11640 | 1705 | 1500 | 2435.65 | 1861.21 | 1433.4624 | 800 | 564000 | 2955.56 | 472520 | 2057.8876 | 1859 | 5516.3 | 1090.801 | 795 | 37800 | 2250 | 3115.4 | 34000 | 10000 | 1633.57 | 4668.15 | 210000 | 38680 | 1429 | 2681.38 | 16000 |  |  |  | MKE.01.2.1.0.01.d | MK | E.01.2.1.0 | Residential buildings (CPA 41) | E.01.2.1.0.01.d | Renovation of a detached house | in full | 1349930 | 9.15 | 123518.595 | 1473448.595 | 23956.7608 | : | 2024-01-30 15:54:16
X.00.2.1.5 | X.00.2.1.5.51.ai | 4Nr 600 x 800mm single MDF white cabinets incl. ironmongery etc. | 33600 | 1131.8 | 1000 | 1350 | 1514.3 | 1790 | 750 | 16400 | 920 | 5560 | 603 | 840 | 1076.36 | 1032.64 | 1028.16 | 400 | 186000 | 1434.4 | 143830 | 1151.2025 | 1046 | 2000 | 1115.8196 | 330 | 21000 | 1300 | 760.28 | 13000 | 4800 | 916.95 | 1738.8 | 65000 | 6700 | 679 | 1333.22 | 10000 |  |  |  | MKE.01.2.1.0.02.a | MK | E.01.2.1.0 | Residential buildings (CPA 41) | E.01.2.1.0.02.a | Apartment | in full | 161884370 | 8.15 | 13193576.155 | 175077946.155 | 2846587.5855 | : | 2024-02-12 10:00:53
X.00.2.1.5 | X.00.2.1.5.51.aj | 38mm thick white laminate worktop 640mm wide and make good | 38400 | 1084.38 | 900 | 888 | 1740 | 1200 | 744 | 12900 | 630 | 6360 | 588 | 720 | 1034.16 | 1060.92 | 1197.504 | 600 | 180000 | 433.38 | 139020 | 897.4389 | 421.2 | 840 | 500.4938 | 480 | 19800 | 1050 | 555 | 10680 | 1903.5 | 757.08 | 1724.4 | 84000 | 11790 | 474 | 407.82 | 18000 |  |  |  | MKE.01.2.2.0.01.a | MK | E.01.2.2.0 | Non-residential buildings (CPA 41) | E.01.2.2.0.01.a | Light industrial building | in full | 81625698 | 7.7 | 6285178.746 | 87910876.746 | 1429340.5644 | : | 2024-02-14 10:18:12
X.00.2.1.5 | X.00.2.1.5.53.aa | Take up timber casement windows with frames linings ironmongery etc. | 24840 | 539.82 | 360 | 738.9 | 900 | 1170 | 315 | 7380 | 594 | 5760 | 171 | 405 | 306.36 | 423.09 | 508.86 | 360 | 198000 | 649.8 | 122130 | 483.12 | 319.23 | 1152 | 225.351 | 405 | 12240 | 360 | 440.73 | 5310 | 1374.3 | 739.08 | 2120.85 | 13500 | 6381 | 562.5 | 514.89 | 4500 |  |  |  | MKE.01.2.2.0.02.a | MK | E.01.2.2.0 | Non-residential buildings (CPA 41) | E.01.2.2.0.02.a | Office building | in full | 148815325 | 7.7 | 11458780.025 | 160274105.025 | 2605892.3335 | : | 2024-03-08 09:15:57
X.00.2.1.5 | X.00.2.1.5.53.ab | PVCu casement triple glazed window incl. frames ironmongery etc. | 298400 | 5621.68 | 2800 | 5960 | 6240 | 8400 | 3840 | 84880 | 5920 | 46800 | 2282.4 | 3200 | 5615.064 | 6285.12 | 8141.52 | 2320 | 960000 | 6359.92 | 522640 | 4482.48 | 1932.88 | 7040 | 2444.624 | 1600 | 108000 | 5982.76 | 8076.8 | 73920 | 11866.7808 | 5510.16 | 8481.6 | 592000 | 54176 | 1788 | 1814.48 | 64000 |  |  |  | MKE.01.2.3.0.01.a | MK | E.01.2.3.0 | Civil engineering works (CPA 42) | E.01.2.3.0.01.a | Asphalt road | in full | 17145625 | 7.15 | 1225912.1875 | 18371537.1875 | 298702.3256 | : | 2024-02-12 10:08:00
X.00.2.1.5 | X.00.2.1.5.53.ac | PVCu casement triple glazed frosted window incl. frames ironmongery etc. | 85600 | 1542.92 | 700 | 1490 | 1620 | 2100 | 960 | 21220 | 1720 | 11700 | 580 | 900 | 1431.8413 | 1686.84 | 1466.2732 | 580 | 240000 | 1589.98 | 116360 | 1120.62 | 530.88 | 2050 | 641.816 | 500 | 31200 | 1532.122 | 2186 | 19080 | 2966.6952 | 1432.3 | 2250.4 | 160000 | 16150 | 494.6 | 492.52 | 16000 |  |  |  | MKE.01.2.3.0.01.b | MK | E.01.2.3.0 | Civil engineering works (CPA 42) | E.01.2.3.0.01.b | Road resurfacing | in full | 6803400 | 7.15 | 486443.1 | 7289843.1 | 118525.3616 | : | 2024-03-08 09:18:15
X.00.2.1.5 | X.00.2.1.5.60.aa | Take up 2mm thick linoleum floor; including adhesive | 18900 | 416.16 | 360 | 171 | 1044 | 594 | 288 | 7488 | 327.6 | 2520 | 163.8 | 234 | 406.08 | 368.64 | 460.692 | 198 | 72000 | 295.2 | 91080 | 251.64 | 153 | 601.2 | 226.1767 | 198 | 18720 | 306 | 519.84 | 4608 | 520.614 | 239.04 | 806.4 | 8460 | 6012 | 153.36 | 198.36 | 2520 |  |  |  | MTE.01.2.1.0.01.a | MT | E.01.2.1.0 | Residential buildings (CPA 41) | E.01.2.1.0.01.a | Detached house | in full | 160052.9748 | 6 | 9603.1785 | 169656.1532 | 169656.1532 | : | 2023-07-28 17:43:38
X.00.2.1.5 | X.00.2.1.5.60.ab | Take up 10mm thick clay wall tiles including sealants and adhesives | 12600 | 361.65 | 150 | 502.5 | 735 | 630 | 255 | 4560 | 239.25 | 3900 | 256.5 | 187.5 | 135 | 265.95 | 268.755 | 150 | 69000 | 202.05 | 67350 | 277.236 | 140.25 | 585 | 146.3204 | 150 | 10800 | 180 | 520.2 | 3750 | 1073.25 | 158.4 | 665.25 | 7500 | 4680 | 181.5 | 371.85 | 2250 |  |  |  | MTE.01.2.1.0.01.d | MT | E.01.2.1.0 | Residential buildings (CPA 41) | E.01.2.1.0.01.d | Renovation of a detached house | in full | 49525.882 | 6 | 2971.5529 | 52497.4349 | 52497.4349 | : | 2023-07-28 17:43:39
X.00.2.1.5 | X.00.2.1.5.60.ac | Take up carpet and underlay including tack strips | 27805 | 1169.47 | 705.5 | 821.7 | 2407 | 1079 | 664 | 17264 | 863.2 | 6640 | 377.65 | 539.5 | 1061.57 | 1010.94 | 1062.151 | 315.4 | 166000 | 680.6 | 209990 | 960.476 | 677.28 | 996 | 521.4629 | 498 | 26560 | 705.5 | 1426.77 | 10624 | 1771.22 | 747.83 | 1875.8 | 16600 | 9130 | 262.28 | 458.99 | 4150 |  |  |  | MTE.01.2.1.0.02.a | MT | E.01.2.1.0 | Residential buildings (CPA 41) | E.01.2.1.0.02.a | Apartment | in full | 5318308.14 | 6 | 319098.4884 | 5637406.6284 | 5637406.6284 | : | 2023-07-28 17:43:41
X.00.2.1.5 | X.00.2.1.5.60.ad | Medium quality carpet and underlay incl gripper and 50mm door bars | 221200 | 4091.41 | 5530 | 3476 | 5372 | 6320 | 3160 | 69678 | 4898 | 33970 | 2765 | 4345 | 5129.47 | 5722.76 | 3897.07 | 2093.5 | 1027000 | 4385.29 | 807380 | 4701.29 | 2811.61 | 7268 | 3428.4382 | 3160 | 118500 | 5135 | 4029 | 51350 | 13825 | 6195.18 | 16360.9 | 474000 | 61146 | 2306.8 | 4661 | 79000 |  |  |  | MTE.01.2.2.0.01.a | MT | E.01.2.2.0 | Non-residential buildings (CPA 41) | E.01.2.2.0.01.a | Light industrial building | in full | 1979342.956 | 6 | 118760.5774 | 2098103.5333 | 2098103.5333 | : | 2023-07-28 17:43:32
X.00.2.1.5 | X.00.2.1.5.60.ae | 8mm thick 'standard quality' laminate sheeting incl. underlay | 110700 | 2905.26 | 1640 | 1619.5 | 3571.1 | 2665 | 1435 | 37064 | 2706 | 20090 | 1697.4 | 2050 | 3093.86 | 2686.73 | 2907.31 | 922.5 | 594500 | 2031.55 | 259120 | 2423.92 | 1546.93 | 2353.4 | 1613.5413 | 820 | 67650 | 2050 | 3136.5 | 21730 | 6674.8 | 3681.39 | 4635.05 | 145550 | 24477 | 1359.15 | 3276.72 | 61500 |  |  |  | MTE.01.2.2.0.02.a | MT | E.01.2.2.0 | Non-residential buildings (CPA 41) | E.01.2.2.0.02.a | Office building | in full | 3280603.7732 | 6 | 196836.2264 | 3477439.9996 | 3477439.9996 | : | 2023-10-20 13:29:30
X.00.2.1.5 | X.00.2.1.5.60.af | Paint walls internally; two coats vinyl silk emulsion paint; white | 181120 | 4058.22 | 2264 | 3820.5 | 5150.6 | 4245 | 2264 | 83768 | 4612.9 | 22640 | 3226.2 | 2405.5 | 2592.28 | 2776.23 | 3885.59 | 1839.5 | 1301800 | 2139.48 | 506570 | 3871.44 | 1491.41 | 4414.8 | 2669.9175 | 1698 | 99050 | 2547 | 5306.25 | 29998 | 7199.52 | 2065.9 | 10230.45 | 152820 | 36507 | 1132 | 2937.54 | 63675 |  |  |  | MTE.01.2.3.0.01.a | MT | E.01.2.3.0 | Civil engineering works (CPA 42) | E.01.2.3.0.01.a | Asphalt road | in full | 509800.56 | 6 | 30588.0336 | 540388.5936 | 540388.5936 | : | 2024-02-15 21:52:56
X.00.2.1.5 | X.00.2.1.5.60.ag | Paint internal plaster walls; one coat primer two coats vinyl silk emulsion | 3675 | 68.2 | 60 | 81.5 | 320 | 115 | 50 | 765 | 84 | 500 | 94 | 57.5 | 45.8 | 54 | 147.085 | 32.5 | 21000 | 40.95 | 14300 | 82.8 | 89.5 | 92.5 | 59.7834 | 30 | 1750 | 45 | 93.75 | 840 | 121.8 | 53.85 | 177.25 | 2500 | 645 | 36.75 | 55.95 | 1125 |  |  |  | MTE.01.2.3.0.01.b | MT | E.01.2.3.0 | Civil engineering works (CPA 42) | E.01.2.3.0.01.b | Road resurfacing | in full | 100567.8 | 6 | 6034.068 | 106601.868 | 106601.868 | : | 2024-02-15 21:58:51
X.00.2.1.5 | X.00.2.1.5.60.ah | Clean 145mm skirting and paint; one undercoat alkyd paint one coat gloss | 62010 | 1104.48 | 1462.5 | 1497.6 | 1427.4 | 1170 | 585 | 15327 | 971.1 | 8190 | 713.7 | 760.5 | 785.538 | 464.49 | 623.61 | 514.8 | 315900 | 611.91 | 117000 | 1038.96 | 519.48 | 819 | 520.3711 | 702 | 18720 | 1287 | 1140.75 | 13455 | 1398.15 | 691.47 | 2252.25 | 42120 | 10530 | 416.52 | 716.04 | 22528.35 |  |  |  | NLE.01.2.1.0.01.a | NL | E.01.2.1.0 | Residential buildings (CPA 41) | E.01.2.1.0.01.a | Detached house | in full | 247612.29 | 9 | 22285.1061 | 269897.3961 | 269897.3961 | : | 2023-07-25 14:53:49
X.00.2.1.5 | X.00.2.1.5.60.ai | One coat primer two coats vinyl silk emulsion to existing plaster ceiling | 93125 | 1666.25 | 1000 | 2150 | 5250 | 2812.5 | 1000 | 51750 | 2100 | 10000 | 1375 | 1437.5 | 1826.25 | 1423.75 | 3390 | 812.5 | 400000 | 1617.5 | 348750 | 1937.5 | 777.5 | 1875 | 1361.2401 | 750 | 40000 | 1312.5 | 2531.25 | 21000 | 3339 | 1713.75 | 4987.5 | 62500 | 24250 | 991.25 | 1428.75 | 28125 |  |  |  | NLE.01.2.1.0.01.d | NL | E.01.2.1.0 | Residential buildings (CPA 41) | E.01.2.1.0.01.d | Renovation of a detached house | in full | 66843.27 | 11 | 7352.7597 | 74196.0297 | 74196.0297 | : | 2023-07-25 14:53:50
X.00.2.1.5 | X.00.2.1.5.60.aj | Glazed white ceramic wall tiling 200 x 200 x 10mm; fix with adhesive | 61500 | 1495.5 | 900 | 765 | 1620 | 1425 | 600 | 22875 | 1117.5 | 19950 | 510 | 648 | 881.1 | 1552.35 | 909.6 | 750 | 315000 | 1328.1 | 232050 | 765 | 910.65 | 1770 | 988.5838 | 525 | 24000 | 1020 | 1690.5 | 16500 | 2618.25 | 723.3 | 2827.5 | 72000 | 19350 | 710.1 | 517.5 | 30000 |  |  |  | NLE.01.2.1.0.02.a | NL | E.01.2.1.0 | Residential buildings (CPA 41) | E.01.2.1.0.02.a | Apartment | in full | 7151816.6454 | 9 | 643663.4981 | 7795480.1434 | 7795480.1434 | : | 2023-08-30 09:40:46
X.00.2.1.5 | X.00.2.1.5.71.aa | Extend hot and cold services with 15mm push-fit pipes incl all fixings | 7500 | 272.25 | 360 | 142 | 362.2 | 400 | 180 | 2800 | 300 | 1070 | 97.735 | 180 | 94.68 | 91.77 | 302.55 | 67.5 | 64000 | 59.5 | 34970 | 157.59 | 208.4 | 425 | 159.9992 | 100 | 3000 | 60 | 211.67 | 3800 | 168.2 | 56.33 | 321.1 | 5500 | 1610 | 90.48 | 167.8 | 1550 |  |  |  | NLE.01.2.2.0.01.a | NL | E.01.2.2.0 | Non-residential buildings (CPA 41) | E.01.2.2.0.01.a | Light industrial building | in full | 2099179.32 | 10 | 209917.932 | 2309097.252 | 2309097.252 | : | 2024-01-03 15:12:07
X.00.2.1.5 | X.00.2.1.5.71.ab | Extend soil and waste with 110mm dia PVCu push-fit pipes incl. all fixings | 9500 | 252.66 | 360 | 165 | 149 | 343 | 200 | 3114 | 280 | 2150 | 86.185 | 230 | 240 | 300.36 | 330.15 | 147.5 | 56000 | 69 | 27610 | 136.578 | 131.58 | 190 | 134.9653 | 150 | 3800 | 150 | 261.23 | 2800 | 274.05 | 212.74 | 389.7 | 6000 | 5070 | 110.5 | 197.65 | 696.15 |  |  |  | NLE.01.2.2.0.02.a | NL | E.01.2.2.0 | Non-residential buildings (CPA 41) | E.01.2.2.0.02.a | Office building | in full | 4281395.52 | 11 | 470953.5072 | 4752349.0272 | 4752349.0272 | : | 2023-08-30 09:39:09
X.00.2.1.5 | X.00.2.1.5.71.ac | Isolate water; disconnect and remove PVCu bath 1700 x 700mm; 5mm thick | 3450 | 84.87 | 65 | 212 | 174 | 224 | 75 | 1225 | 100 | 880 | 42 | 120 | 49.41 | 205.45 | 69.23 | 50 | 36000 | 134.96 | 17690 | 121.061 | 34.76 | 135 | 54.4215 | 65 | 1800 | 210 | 271.87 | 2500 | 161.65 | 227.39 | 202.9 | 4000 | 2250 | 72 | 35.51 | 750 |  |  |  | NLE.01.2.3.0.01.a | NL | E.01.2.3.0 | Civil engineering works (CPA 42) | E.01.2.3.0.01.a | Asphalt road | in full | 438674.3905 | 12 | 52640.9269 | 491315.3174 | 491315.3174 | : | 2024-03-25 13:35:52
X.00.2.1.5 | X.00.2.1.5.71.ad | Isolate water; disconnect and remove WC | 3960 | 101.84 | 60 | 160 | 684 | 306 | 110 | 1910 | 74 | 2600 | 64 | 160 | 74.12 | 290.02 | 110.76 | 130 | 48000 | 201.12 | 34320 | 121.06 | 32.04 | 260 | 80.7615 | 30 | 1840 | 420 | 133.44 | 3520 | 436 | 365.84 | 355 | 4000 | 2160 | 100 | 60.16 | 500 |  |  |  | NLE.01.2.3.0.01.b | NL | E.01.2.3.0 | Civil engineering works (CPA 42) | E.01.2.3.0.01.b | Road resurfacing | in full | 151584.622 | 12 | 18190.1546 | 169774.7767 | 169774.7767 | : | 2024-03-25 13:35:20
X.00.2.1.5 | X.00.2.1.5.71.ae | Isolate water; disconnect and remove 500mm basin | 3960 | 84.88 | 60 | 160 | 178 | 164 | 110 | 2150 | 65.6 | 1240 | 56 | 160 | 78.24 | 248.3 | 110.76 | 105 | 48000 | 178.26 | 30800 | 121.06 | 32.78 | 260 | 74.0132 | 110 | 1840 | 310 | 93.06 | 2640 | 123.86 | 327.04 | 243.5 | 4000 | 800 | 76 | 91.32 | 500 |  |  |  | NOE.01.2.1.0.01.a | NO | E.01.2.1.0 | Residential buildings (CPA 41) | E.01.2.1.0.01.a | Detached house | in full | 2631110 | 10 | 263111 | 2894221 | 246673.5703 | : | 2024-02-05 13:21:36
X.00.2.1.5 | X.00.2.1.5.71.af | Isolate water; disconnect and remove shower unit | 1980 | 76.4 | 30 | 135 | 344 | 184 | 55 | 967 | 46.6 | 880 | 24 | 80 | 49.41 | 124.84 | 69.23 | 65 | 25000 | 213.29 | 21430 | 80.71 | 19.73 | 130 | 64.1194 | 25 | 1100 | 155 | 47.94 | 1880 | 150 | 117.03 | 127.5 | 2000 | 1300 | 50 | 28.38 | 325 |  |  |  | NOE.01.2.1.0.01.d | NO | E.01.2.1.0 | Residential buildings (CPA 41) | E.01.2.1.0.01.d | Renovation of a detached house | in full | 670910 | 10 | 67091 | 738001 | 62899.5994 | : | 2023-08-31 14:14:18
X.00.2.1.5 | X.00.2.1.5.71.ag | Bath 1700 x 700mm; with panel. Incl. taps and fittings; fix and connect | 45000 | 1162.21 | 580 | 605 | 1229 | 2500 | 625 | 14500 | 1600 | 7020 | 780 | 720 | 1070.88 | 1338.39 | 1629.75 | 350 | 230000 | 1104.48 | 178300 | 464.81 | 563.05 | 1070 | 577.4121 | 350 | 32000 | 1100 | 1786.91 | 17000 | 1883.6 | 769.94 | 1841.25 | 36000 | 13400 | 500 | 517.02 | 6500 |  |  |  | NOE.01.2.1.0.02.a | NO | E.01.2.1.0 | Residential buildings (CPA 41) | E.01.2.1.0.02.a | Apartment | in full | 85101398 | 11 | 9361153.78 | 94462551.78 | 8051014.3851 | : | 2023-07-27 15:13:20
X.00.2.1.5 | X.00.2.1.5.71.ah | 500mm rectangular basin with pedestal; tap and fittings; fix and connect | 84000 | 1444.41 | 1140 | 945 | 2418 | 3000 | 1080 | 21900 | 1830 | 16860 | 840.3 | 1170 | 1152.75 | 1644.27 | 1970.49 | 600 | 402000 | 2085 | 238590 | 1130.76 | 654.66 | 1530 | 1006.2318 | 465 | 29400 | 570 | 1959.96 | 24900 | 2850 | 904.83 | 3538.8 | 144000 | 26910 | 1164 | 644.79 | 10755 |  |  |  | NOE.01.2.2.0.01.a | NO | E.01.2.2.0 | Non-residential buildings (CPA 41) | E.01.2.2.0.01.a | Light industrial building | in full | 24721257.9 | 10 | 2472125.79 | 27193383.69 | 2317683.7714 | : | 2024-02-05 13:22:56
X.00.2.1.5 | X.00.2.1.5.71.ai | Close coupled WC suite; Incl. cistern seat and fittings; fix and connect | 87000 | 1315.89 | 2010 | 2025 | 1986 | 3375 | 1005 | 41400 | 2940 | 15810 | 1236 | 1350 | 1681.68 | 2548.08 | 1781.85 | 562.5 | 582000 | 2007 | 263460 | 1417.59 | 547.26 | 1320 | 1402.7686 | 480 | 29400 | 780 | 1530.24 | 27000 | 6300 | 1386.24 | 3402.15 | 174000 | 18450 | 1050 | 1038.99 | 19800 |  |  |  | NOE.01.2.2.0.02.a | NO | E.01.2.2.0 | Non-residential buildings (CPA 41) | E.01.2.2.0.02.a | Office building | in full | 51825001 | 13 | 6737250.13 | 58562251.13 | 4991242.7452 | : | 2024-02-15 12:15:16
X.00.2.1.5 | X.00.2.1.5.71.aj | 900 x 900mm shower tray incl 6mm thick quadrant; fittings; fix and connect | 61000 | 434.74 | 980 | 1039 | 2269 | 1800 | 500 | 22100 | 540 | 7020 | 755 | 650 | 640.65 | 856.5 | 1246.48 | 380 | 243000 | 955 | 81620 | 616.56 | 487 | 948 | 502.8547 | 250 | 18800 | 820 | 922.96 | 7500 | 1450 | 656.37 | 2093.45 | 36000 | 11060 | 420 | 402.68 | 7000 |  |  |  | NOE.01.2.3.0.01.a | NO | E.01.2.3.0 | Civil engineering works (CPA 42) | E.01.2.3.0.01.a | Asphalt road | in full | 4836329.51 | 10 | 483632.951 | 5319962.461 | 453418.7728 | : | 2023-11-30 10:53:55
X.00.2.1.5 | X.00.2.1.5.71.ak | Thermostatic bar mixer shower; Hansgrohe Croma 100 Showerpipe or similar | 42000 | 428.25 | 380 | 225 | 726 | 790 | 370 | 7600 | 640 | 2930 | 428 | 420 | 477.03 | 535.42 | 313.98 | 335 | 170000 | 595 | 61740 | 198.48 | 394 | 560 | 511.5621 | 290 | 21000 | 380 | 469.28 | 4450 | 833.3333 | 344.6 | 1005.4 | 40000 | 6950 | 277.9 | 223.43 | 3575 |  |  |  | NOE.01.2.3.0.01.b | NO | E.01.2.3.0 | Civil engineering works (CPA 42) | E.01.2.3.0.01.b | Road resurfacing | in full | 1340805.6 | 10 | 134080.56 | 1474886.16 | 125704.0961 | : | 2024-03-25 09:31:18
X.00.2.1.5 | X.00.2.1.5.72.aa | Replace existing boiler with new gas-fired boiler | 300000 | 6220.73 | 6300 | 4520 | 11200 | 8500 | 3100 | 128900 | 5900 | 52970 | 3465 | 2750 | 3325.61 | 4200.9 | 6422.68 | 2500 | 1360000 | 6055.32 | 405650 | 3760 | 3066 | 5600 | 3628.1 | 1950 | 108000 | 2750 | 5610.24 | 53000 | 19662 | 2819.7 | 12868.25 | 120000 | 45140 | 2668.9 | 4205.71 | 53675 |  |  |  | PLE.01.2.1.0.01.a | PL | E.01.2.1.0 | Residential buildings (CPA 41) | E.01.2.1.0.01.a | Detached house | in full | 515037.017 | 10.05 | 51761.2202 | 566798.2372 | 124999.6112 | : | 2024-03-18 12:41:10
X.00.2.1.5 | X.00.2.1.5.73.aa | Form a 150mm dia void in wall and install PVCu pipe | 11000 | 341.68 | 240 | 445 | 512.1 | 270 | 190 | 2300 | 330 | 1410 | 325 | 220 | 253.53 | 260.62 | 70.58 | 140 | 135000 | 320 | 28200 | 299 | 153.24 | 325 | 132.86 | 95 | 6300 | 151.2 | 504.36 | 1800 | 484.17 | 207.74 | 436.6 | 4100 | 4480 | 260 | 175.46 | 5000 |  |  |  | PLE.01.2.1.0.01.d | PL | E.01.2.1.0 | Residential buildings (CPA 41) | E.01.2.1.0.01.d | Renovation of a detached house | in full | 147160.2093 | 10.05 | 14789.601 | 161949.8104 | 35715.8192 | : | 2024-02-12 11:07:32
X.00.2.1.5 | X.00.2.1.5.73.ab | Form a 100mm dia void in wall and install PVCu pipe | 10000 | 289.1 | 120 | 385 | 488.6 | 250 | 320 | 2010 | 270 | 1170 | 300 | 180 | 253.53 | 239.07 | 59.1 | 100 | 115000 | 195 | 23330 | 299 | 134.22 | 325 | 127.75 | 95 | 6500 | 129.6 | 453.77 | 1800 | 444.17 | 204.39 | 352.95 | 3550 | 4200 | 240 | 169.96 | 5000 |  |  |  | PLE.01.2.1.0.02.a | PL | E.01.2.1.0 | Residential buildings (CPA 41) | E.01.2.1.0.02.a | Apartment | in full | 16336102.5196 | 7.7 | 1257879.894 | 17593982.4136 | 3880112.5647 | : | 2024-02-12 10:52:48
X.00.2.1.5 | X.00.2.1.5.73.ac | 100mm extractor fan (c.20Ltr/sec) incl. connecting | 49500 | 867.3 | 480 | 903 | 1038 | 1500 | 780 | 14700 | 1110 | 6990 | 765 | 540 | 526.2 | 755.97 | 549.84 | 262.5 | 270000 | 1035 | 57780 | 338.22 | 394.74 | 810 | 383.25 | 210 | 12300 | 388.8 | 1079.94 | 5700 | 1886.28 | 733.8 | 1509.3 | 12300 | 7830 | 435 | 647.43 | 4500 |  |  |  | PLE.01.2.2.0.01.a | PL | E.01.2.2.0 | Non-residential buildings (CPA 41) | E.01.2.2.0.01.a | Light industrial building | in full | 6351563.2062 | 8.4 | 533531.3093 | 6885094.5156 | 1518413.5752 | : | 2024-02-12 11:15:34
X.00.2.1.5 | X.00.2.1.5.73.ad | 150mm extractor fan (c.60Ltr/sec) incl. connecting | 18500 | 341.68 | 270 | 350 | 322 | 600 | 290 | 5650 | 440 | 2920 | 302.4 | 200 | 250.11 | 279.95 | 194.28 | 95 | 111000 | 406 | 29000 | 150.32 | 174.85 | 350 | 132.86 | 98 | 6800 | 151.2 | 409.36 | 2200 | 778.76 | 375.84 | 593.4 | 8000 | 2960 | 199.8 | 302.14 | 2000 |  |  |  | PLE.01.2.2.0.02.a | PL | E.01.2.2.0 | Non-residential buildings (CPA 41) | E.01.2.2.0.02.a | Office building | in full | 12475249.451 | 7.7 | 960594.2077 | 13435843.6587 | 2963091.8443 | : | 2024-02-14 12:55:31
X.00.2.1.5 | X.00.2.1.5.80.aa | Rewire light switches using existing wires and routes | 8000 | 139.72 | 112 | 170 | 189.8 | 248 | 80 | 1548 | 126 | 1060 | 42 | 160 | 177.14 | 132.7 | 325.98 | 134 | 40000 | 86.22 | 29580 | 125.78 | 113.04 | 245.8 | 76.1175 | 88 | 3400 | 109.2 | 179.42 | 3400 | 261.32 | 241.94 | 407.6 | 7200 | 3140 | 57 | 67.44 | 2000 |  |  |  | PLE.01.2.3.0.01.a | PL | E.01.2.3.0 | Civil engineering works (CPA 42) | E.01.2.3.0.01.a | Asphalt road | in full | 1402314.48 | 5.75 | 80633.0826 | 1482947.5626 | 327043.8344 | : | 2024-02-12 11:21:29
X.00.2.1.5 | X.00.2.1.5.80.ab | Move light switch and rewire to electrics using existing wires and route | 2900 | 125.74 | 50 | 78 | 408.6 | 204 | 60 | 774 | 134 | 1210 | 37 | 105 | 75.2 | 107.87 | 119.25 | 67 | 24000 | 50.55 | 15420 | 83.74 | 98.24 | 170 | 66.4688 | 52 | 2560 | 68 | 89.71 | 1430 | 154.07 | 186.5 | 288.7 | 3600 | 1690 | 23.1 | 54.58 | 1000 |  |  |  | PLE.01.2.3.0.01.b | PL | E.01.2.3.0 | Civil engineering works (CPA 42) | E.01.2.3.0.01.b | Road resurfacing | in full | 383515.8027 | 5.75 | 22052.1587 | 405567.9613 | 89442.4756 | : | 2023-07-26 11:46:49
X.00.2.1.5 | X.00.2.1.5.80.ac | 6W 90mm LED recessed ceiling light and switch incl. wiring to elec | 8300 | 180.68 | 79 | 78 | 302.2 | 295 | 50 | 3840 | 170 | 1080 | 99 | 95 | 101.67 | 177.39 | 94.85 | 75 | 40000 | 94 | 8000 | 94.5 | 64.76 | 182 | 63.364 | 55 | 3300 | 80 | 118.75 | 1400 | 236.94 | 105.97 | 254.1 | 5500 | 1930 | 118.7 | 66.17 | 4390.57 |  |  |  | PTE.01.2.1.0.01.a | PT | E.01.2.1.0 | Residential buildings (CPA 41) | E.01.2.1.0.01.a | Detached house | in full | 145372.74 | 6 | 8722.3644 | 154095.1044 | 154095.1044 | : | 2024-02-01 11:16:13
X.00.2.1.5 | X.00.2.1.5.80.ad | Shaving socket incl. wiring to electrics | 3150 | 116.15 | 64 | 72 | 126 | 245.6677 | 50 | 1275 | 124 | 310 | 52 | 130 | 71.01 | 86.97 | 74.07 | 67.5 | 26000 | 133 | 12770 | 83.74 | 40.15 | 170 | 41.275 | 93 | 1600 | 84.5 | 116.66 | 1330 | 62.5 | 129.38 | 140.35 | 4000 | 860 | 29.9 | 44.35 | 1410 |  |  |  | PTE.01.2.1.0.01.d | PT | E.01.2.1.0 | Residential buildings (CPA 41) | E.01.2.1.0.01.d | Renovation of a detached house | in full | 53858.29 | 5 | 2692.9145 | 56551.2045 | 56551.2045 | : | 2024-01-12 12:31:58
X.00.2.1.5 | X.00.2.1.5.80.ae | Standard oven and hob using existing wires and route to electrics | 79000 | 903.4 | 1000 | 690 | 2306 | 1085 | 800 | 26900 | 910 | 6590 | 728 | 780 | 461.79 | 883.53 | 948.31 | 600 | 270000 | 1120 | 118380 | 487.0263 | 985 | 975 | 696.8507 | 580 | 36600 | 865 | 1107.72 | 11000 | 4200 | 833.2 | 4168.65 | 48000 | 11200 | 590.7 | 584.36 | 24918.23 |  |  |  | PTE.01.2.1.0.02.a | PT | E.01.2.1.0 | Residential buildings (CPA 41) | E.01.2.1.0.02.a | Apartment | in full | 3538959.9392 | 7 | 247727.1957 | 3786687.1349 | 3786687.1349 | : | 2024-01-12 12:18:50
X.00.2.1.5 | X.00.2.1.5.80.af | Replace existing lights with 500mm pendants; 9W E27 LED; standard shape | 66000 | 1290.6 | 840 | 2436 | 5832 | 2616 | 960 | 19260 | 2568 | 22200 | 1188 | 1560 | 1043.28 | 1036.44 | 2329.2 | 720 | 612000 | 2604 | 203640 | 1068.24 | 936.36 | 2580 | 778.764 | 744 | 40800 | 1920 | 1391.16 | 21240 | 3720 | 2655.96 | 3222.6 | 141600 | 12240 | 1800 | 743.16 | 52686.84 |  |  |  | PTE.01.2.2.0.01.a | PT | E.01.2.2.0 | Non-residential buildings (CPA 41) | E.01.2.2.0.01.a | Light industrial building | in full | 1301643.62 | 5 | 65082.181 | 1366725.801 | 1366725.801 | : | 2024-01-17 18:31:44
X.00.2.1.5 | X.00.2.1.5.80.ag | Smoke detector and wire into electrics for fail-safe one per floor | 35400 | 446.62 | 200 | 290 | 692 | 550 | 280 | 9060 | 460 | 1920 | 142 | 300 | 166.64 | 210.68 | 303.02 | 210 | 68000 | 501.72 | 62000 | 202.2717 | 129.96 | 320 | 336.3645 | 136 | 9400 | 114 | 161.54 | 3440 | 1660 | 416.62 | 1528 | 8000 | 3340 | 385 | 267.96 | 8640 |  |  |  | PTE.01.2.2.0.02.a | PT | E.01.2.2.0 | Non-residential buildings (CPA 41) | E.01.2.2.0.02.a | Office building | in full | 2671739.852 | 5 | 133586.9926 | 2805326.8446 | 2805326.8446 | : | 2024-02-14 10:14:16
X.00.2.2.1 | X.00.2.2.1.10.aa | Excavation soft ground; depth not exceeding 2.0m | 112100 | 955.8 | 1156.4 | 2147.6 | 5546 | 1298 | 826 | 68668.92 | 3268.6 | 12980 | 1758.2 | 1593 | 547.52 | 470.82 | 1421.9 | 885 | 790600 | 1410.1 | 102660 | 2225.48 | 626.58 | 2926.4 | 1447.8142 | 826 | 113280 | 3658 | 1139.88 | 22066 | 1722.8 | 2050.84 | 4619.7 | 118000 | 56050 | 604.16 | 2206.6 | 40710 |  |  |  | PTE.01.2.3.0.01.a | PT | E.01.2.3.0 | Civil engineering works (CPA 42) | E.01.2.3.0.01.a | Asphalt road | in full | 347741.89 | 4 | 13909.6756 | 361651.5656 | 361651.5656 | : | 2024-01-12 12:33:45
X.00.2.2.1 | X.00.2.2.1.10.ab | Additional payment for tip transport (5km); excl. tip fee | 59000 | 853.14 | 590 | 513.3 | 3304 | 2478 | 590 | 28393.16 | 3327.6 | 29500 | 979.4 | 944 | 1884.46 | 1618.96 | 3009 | 826 | 389400 | 4374.26 | 114460 | 1244.9 | 914.5 | 1510.4 | 337.2749 | 708 | 48380 | 731.6 | 515.66 | 15930 | 5664 | 1205.96 | 4814.4 | 47200 | 17700 | 885 | 804.76 | 16520 |  |  |  | PTE.01.2.3.0.01.b | PT | E.01.2.3.0 | Civil engineering works (CPA 42) | E.01.2.3.0.01.b | Road resurfacing | in full | 74338.18 | 4 | 2973.5272 | 77311.7072 | 77311.7072 | : | 2024-01-12 12:26:43
X.00.2.2.1 | X.00.2.2.1.10.ac | Granular fill (type B); compact 225mm layer | 835000 | 10928.48 | 11690 | 8216.4 | 20708 | 20708 | 10020 | 361120.8 | 14696 | 130260 | 9519 | 9352 | 12595.14 | 10958.54 | 22889.02 | 8517 | 3573800 | 14669.28 | 995320 | 18440.14 | 17231.06 | 9084.8 | 16384.704 | 13360 | 501000 | 10020 | 16636.54 | 188710 | 76886.8 | 8647.26 | 48096 | 1185700 | 153640 | 7912.46 | 18911.08 | 340680 |  |  |  | ROE.01.2.1.0.01.a | RO | E.01.2.1.0 | Residential buildings (CPA 41) | E.01.2.1.0.01.a | Detached house | in full | 494005.95 | 7 | 34580.4165 | 528586.3665 | 106834.7649 | : | 2023-07-28 17:43:58
X.00.2.2.1 | X.00.2.2.1.10.ad | Surface treat blinding fill; horizontal; 50mm sand | 458100 | 4245.06 | 3054 | 5344.5 | 21378 | 10689 | 5497.2 | 69066.21 | 10689 | 30540 | 4978.02 | 3359.4 | 5130.72 | 2000.37 | 20293.83 | 2366.85 | 1679700 | 7451.76 | 473370 | 2641.71 | 3802.23 | 6871.5 | 2980.679 | 5344.5 | 351210 | 3054 | 4428.3 | 64134 | 8144.2545 | 4199.25 | 17560.5 | 458100 | 167970 | 4229.79 | 4321.41 | 45810 |  |  |  | ROE.01.2.1.0.01.d | RO | E.01.2.1.0 | Residential buildings (CPA 41) | E.01.2.1.0.01.d | Renovation of a detached house | in full | 132055.5 | 10 | 13205.55 | 145261.05 | 29359.3084 | : | 2024-01-15 10:20:53
X.00.2.2.1 | X.00.2.2.1.20.aa | Insitu concrete; bed; over 150mm; reinforced; flat | 4695000 | 53353.98 | 131460 | 51645 | 56966 | 101725 | 34430 | 1429229.99 | 61974 | 647910 | 55807.9 | 42255 | 37087.37 | 73335.9 | 65817.64 | 37560 | 21284000 | 51626.22 | 10898660 | 65003.84 | 55000.36 | 69486 | 74733.3668 | 62600 | 2065800 | 85762 | 57782.93 | 1038847 | 185402.42 | 36292.35 | 229397.7 | 6385200 | 884225 | 36182.8 | 55538.72 | 960910 |  |  |  | ROE.01.2.1.0.02.a | RO | E.01.2.1.0 | Residential buildings (CPA 41) | E.01.2.1.0.02.a | Apartment | in full | 13216732.466 | 7 | 925171.2726 | 14141903.7386 | 2858278.3392 | : | 2023-07-28 17:44:02
X.00.2.2.1 | X.00.2.2.1.20.ab | Isolation joint; 20mm compress; polysulphide seal | 554200 | 5809.32 | 1222.5 | 978 | 5053 | 3423 | 1304 | 51444.43 | 2151.6 | 79870 | 1336.6 | 1874.5 | 1807.67 | 5802.8 | 2448.26 | 1059.5 | 570500 | 1874.5 | 104320 | 2229.84 | 1251.84 | 8671.6 | 648.2996 | 2999.2 | 185820 | 3586 | 1383.87 | 67808 | 3803.3333 | 2314.6 | 3936.45 | 97800 | 97311 | 1367.57 | 3956.01 | 26569 |  |  |  | ROE.01.2.2.0.01.a | RO | E.01.2.2.0 | Non-residential buildings (CPA 41) | E.01.2.2.0.01.a | Light industrial building | in full | 5006982.73 | 8 | 400558.6184 | 5407541.3484 | 1092940.4265 | : | 2023-07-28 17:43:52
X.00.2.2.1 | X.00.2.2.1.20.ac | Formed longitudinal joint; 900mm T16 bars 300mm centres | 1003800 | 11041.8 | 4780 | 6835.4 | 12428 | 1995.1362 | 3585 | 179763.85 | 9129.8 | 90820 | 8388.9 | 4182.5 | 11397.91 | 13532.18 | 1486.58 | 2270.5 | 1529600 | 3126.12 | 697880 | 8637.46 | 5544.8 | 13384 | 10876.3931 | 3585 | 332210 | 6094.5 | 5994.12 | 82455 | 19002.5554 | 7375.54 | 29624.05 | 561650 | 227767 | 3647.14 | 2977.94 | 155350 |  |  |  | ROE.01.2.2.0.02.a | RO | E.01.2.2.0 | Non-residential buildings (CPA 41) | E.01.2.2.0.02.a | Office building | in full | 13636918.94 | 7 | 954584.3258 | 14591503.2658 | 2949148.7491 | : | 2024-01-15 10:21:52
X.00.2.2.1 | X.00.2.2.1.20.ad | Formed contraction joint; 400mm T20 bars 300mm centres | 378400 | 4065.6 | 1320 | 2516.8 | 4576 | 598.4 | 1672 | 74846.64 | 2780.8 | 30800 | 2288 | 1452 | 5188.48 | 7584.72 | 1074.48 | 1108.8 | 809600 | 1163.36 | 259600 | 2596.88 | 471.68 | 4444 | 6301.7767 | 2200 | 127600 | 2640 | 8315.12 | 24376 | 5928.6539 | 1980.88 | 13490.4 | 519200 | 63360 | 1141.36 | 546.48 | 48840 |  |  |  | ROE.01.2.3.0.01.a | RO | E.01.2.3.0 | Civil engineering works (CPA 42) | E.01.2.3.0.01.a | Asphalt road | in full | 1337109.75 | 8 | 106968.78 | 1444078.53 | 291868.6521 | : | 2024-01-15 10:23:59
X.00.2.2.1 | X.00.2.2.1.20.ae | Powerfloating finish to concrete surface for epoxy | 549720 | 15040.95 | 7635 | 14048.4 | 30540 | 15270 | 7635 | 545474.94 | 27944.1 | 213780 | 17255.1 | 14048.4 | 11253.99 | 5100.18 | 6993.66 | 3817.5 | 5802600 | 7222.71 | 3924390 | 9345.24 | 12521.4 | 22905 | 11224.7249 | 11452.5 | 763500 | 18324 | 25455.09 | 277914 | 93147 | 13788.81 | 28783.95 | 717690 | 284022 | 17499.42 | 13758.27 | 274860 |  |  |  | ROE.01.2.3.0.01.b | RO | E.01.2.3.0 | Civil engineering works (CPA 42) | E.01.2.3.0.01.b | Road resurfacing | in full | 459105.2 | 10 | 45910.52 | 505015.72 | 102070.8046 | : | 2024-02-29 10:30:45
X.00.2.2.1 | X.00.2.2.1.20.af | Fabric reinforcement mesh 200mm net incl. chairs | 1740780 | 16537.41 | 22905 | 8887.14 | 64134 | 25959 | 18324 | 434599.47 | 7329.6 | 152700 | 21683.4 | 20614.5 | 15712.83 | 24890.1 | 16399.98 | 18324 | 5039100 | 20797.74 | 2198880 | 9925.5 | 24386.19 | 12979.5 | 29947.3884 | 15270 | 1206330 | 22072.3078 | 19927.35 | 270279 | 78919.0248 | 11818.98 | 73677.75 | 1649160 | 381750 | 15346.35 | 27516.54 | 564990 |  |  |  | RSE.01.2.1.0.01.a | RS | E.01.2.1.0 | Residential buildings (CPA 41) | E.01.2.1.0.01.a | Detached house | in full | 10659010 | 10 | 1065901 | 11724911 | 99971.0188 | : | 2023-07-31 15:32:35
X.00.2.2.1 | X.00.2.2.1.20.ag | Formwork; edges of beds; n.e. 250mm; doors | 19516 | 369.88 | 224 | 406 | 2324 | 616 | 308 | 3743.32 | 495.6 | 5880 | 464.8 | 238 | 390.04 | 1254.96 | 413.35 | 182 | 162400 | 622.72 | 37240 | 216.72 | 864.08 | 434 | 676.749 | 420 | 21280 | 364 | 468.44 | 10360 | 1350.3903 | 1286.32 | 1883 | 16520 | 7056 | 375.76 | 565.04 | 19320 |  |  |  | RSE.01.2.1.0.01.d | RS | E.01.2.1.0 | Residential buildings (CPA 41) | E.01.2.1.0.01.d | Renovation of a detached house | in full | 3818620 | 6 | 229117.2 | 4047737.2 | 34512.5359 | : | 2023-07-31 15:32:36
X.00.2.2.1 | X.00.2.2.1.20.ah | Step in surface; height n.e. 250; 700 x 80mm | 16390 | 290.62 | 220 | 664.4 | 1848 | 308 | 352 | 2941.18 | 466.4 | 4620 | 365.2 | 347.6 | 395.56 | 986.04 | 405.9688 | 143 | 198000 | 544.06 | 32780 | 119.24 | 787.6 | 521.4 | 531.7314 | 880 | 12100 | 396 | 368.06 | 8140 | 1102.6296 | 1010.68 | 1479.5 | 16720 | 5544 | 445.06 | 974.6 | 15180 |  |  |  | RSE.01.2.1.0.02.a | RS | E.01.2.1.0 | Residential buildings (CPA 41) | E.01.2.1.0.02.a | Apartment | in full | 316493200 | 10 | 31649320 | 348142520 | 2968394.5939 | : | 2023-11-07 15:25:07
X.00.2.2.1 | X.00.2.2.1.20.ai | Damp proof membrane over 225mm; horizontal | 1053360 | 5401.44 | 31680 | 11880 | 33264 | 30096 | 12672 | 361421.28 | 4752 | 47520 | 13622.4 | 15523.2 | 7967.52 | 15808.32 | 6700.32 | 14256 | 6019200 | 14968.8 | 2692800 | 17328.96 | 17186.4 | 8712 | 22535.7298 | 14256 | 823680 | 23760 | 6668.64 | 248688 | 87120 | 13368.96 | 48708 | 2217600 | 177408 | 18421.92 | 21906.72 | 285120 |  |  |  | RSE.01.2.2.0.01.a | RS | E.01.2.2.0 | Non-residential buildings (CPA 41) | E.01.2.2.0.01.a | Light industrial building | in full | 134463239 | 10 | 13446323.9 | 147909562.9 | 1261132.7881 | : | 2023-07-31 15:32:28
X.00.2.2.1 | X.00.2.2.1.20.aj | Expanded Polystyrene insulation 50mm thick; over 300 wide | 1679700 | 31059.18 | 24432 | 45046.5 | 94674 | 48864 | 16797 | 348522.48 | 48100.5 | 259590 | 24737.4 | 19087.5 | 35533.29 | 23256.21 | 50696.4 | 16797 | 8551200 | 43091.94 | 5023830 | 48451.71 | 18262.92 | 30540 | 24657.3852 | 33594 | 1007820 | 30540 | 53887.83 | 229050 | 71291.8125 | 21087.87 | 47642.4 | 2137800 | 313035 | 18110.22 | 23515.8 | 389385 |  |  |  | RSE.01.2.2.0.02.a | RS | E.01.2.2.0 | Non-residential buildings (CPA 41) | E.01.2.2.0.02.a | Office building | in full | 370312500 | 10 | 37031250 | 407343750 | 3473166.637 | : | 2023-11-07 15:46:35
X.00.2.2.1 | X.00.2.2.1.20.ba | Blinding concrete C15; foundation; n.e. 150mm thick; on earth | 592000 | 6513.11 | 7585 | 7770 | 6734 | 17760 | 3700 | 129024.18 | 7400 | 91760 | 10545 | 3552 | 3767.34 | 8409.73 | 6792.09 | 4625 | 1583600 | 5130.79 | 1076330 | 6465.01 | 7828.46 | 8880 | 13286.3793 | 5735 | 207200 | 8325 | 8424.16 | 93980 | 24223.9 | 3323.71 | 21411.9 | 588300 | 113775 | 4118.84 | 4166.57 | 153920 |  |  |  | RSE.01.2.3.0.01.a | RS | E.01.2.3.0 | Civil engineering works (CPA 42) | E.01.2.3.0.01.a | Asphalt road | in full | 30860820 | 10 | 3086082 | 33946902 | 289444.1058 | : | 2023-11-09 10:39:46
X.00.2.2.1 | X.00.2.2.1.20.bb | Foundation concrete C40; over 150mm thick; on earth | 1485000 | 21999.6 | 25200 | 14040 | 31500 | 44100 | 11250 | 444943.8 | 19800 | 197100 | 30150 | 13950 | 23255.1 | 22595.4 | 21798.9 | 11385 | 6030000 | 14844.6 | 3136500 | 18691.2 | 19042.2 | 20250 | 30905.28 | 18900 | 558000 | 27000 | 18027.9 | 312750 | 57304.8 | 10717.2 | 65961 | 1593000 | 254250 | 10926 | 13729.5 | 276300 |  |  |  | RSE.01.2.3.0.01.b | RS | E.01.2.3.0 | Civil engineering works (CPA 42) | E.01.2.3.0.01.b | Road resurfacing | in full | 9520200 | 8 | 761616 | 10281816 | 87666.6459 | : | 2023-07-31 15:32:32
X.00.2.2.1 | X.00.2.2.1.20.bc | Reinforcement BS4449; straight/bent; 12 - 25mm dia | 891894 | 12085.81 | 18096.4 | 16286.76 | 38778 | 11310.25 | 7755.6 | 306927.87 | 11956.55 | 193890 | 14218.6 | 10663.95 | 16674.54 | 16480.65 | 21715.68 | 8725.05 | 3554650 | 13184.52 | 1809640 | 18613.44 | 13766.19 | 10340.8 | 22886.9695 | 8401.9 | 969450 | 11633.4 | 14864.9 | 193890 | 50711.9295 | 9048.2 | 49441.95 | 937135 | 228596.31 | 9371.35 | 14283.23 | 258520 |  |  |  | SEE.01.2.1.0.01.a | SE | E.01.2.1.0 | Residential buildings (CPA 41) | E.01.2.1.0.01.a | Detached house | in full | 2517522 | 17 | 427978.74 | 2945500.74 | 259065.8276 | : | 2024-02-12 14:54:27
X.00.2.2.1 | X.00.2.2.1.20.bd | Fabric reinforcement BS4483; 10mm dia 200mm sheet | 48640 | 659.2 | 755.2 | 435.2 | 2176 | 887.04 | 768 | 18215.04 | 300.8 | 12160 | 454.4 | 812.8 | 776.96 | 667.52 | 687.36 | 512 | 256000 | 1011.2 | 104960 | 470.4 | 953.6 | 499.2 | 1608.7292 | 640 | 51200 | 989.1 | 823.68 | 11328 | 3677.4707 | 738.56 | 3088 | 69120 | 21056 | 476.8 | 1078.4 | 23360 |  |  |  | SEE.01.2.1.0.01.d | SE | E.01.2.1.0 | Residential buildings (CPA 41) | E.01.2.1.0.01.d | Renovation of a detached house | in full | 626546 | 17 | 106512.82 | 733058.82 | 64474.7724 | : | 2024-02-13 10:32:10
X.00.2.2.1 | X.00.2.2.1.20.be | Formwork; foundations; height 250 - 500mm | 84500 | 3128.19 | 1352 | 4326.4 | 15379 | 8281 | 2704 | 43083.17 | 7165.6 | 43940 | 1859 | 1960.4 | 2338.96 | 5997.81 | 5073.38 | 1098.5 | 591500 | 3893.76 | 452920 | 1777.88 | 1522.69 | 4901 | 4924.9376 | 1690 | 81120 | 1385.8 | 4654.26 | 94471 | 10563.9788 | 3594.63 | 10824.45 | 130130 | 61685 | 2267.98 | 1226.94 | 118300 |  |  |  | SEE.01.2.1.0.02.a | SE | E.01.2.1.0 | Residential buildings (CPA 41) | E.01.2.1.0.02.a | Apartment | in full | 88656796.82 | 17 | 15071655.4594 | 103728452.2794 | 9123235.642 | : | 2023-07-25 14:54:18
X.00.2.2.1 | X.00.2.2.1.20.bf | Formwork; pad foundations; height over 500mm | 73080 | 4425.4 | 986 | 696 | 10556 | 13804 | 2784 | 59143.76 | 10648.8 | 77720 | 3364 | 3306 | 3209.72 | 9140.8 | 5616.72 | 2900 | 719200 | 7111.96 | 882760 | 3591.36 | 2311.88 | 2064.8 | 5847.6642 | 1160 | 71920 | 2088 | 7342.8 | 130036 | 19336.04 | 2795.6 | 7429.8 | 136880 | 99064 | 1830.48 | 2246.92 | 64380 |  |  |  | SEE.01.2.2.0.01.a | SE | E.01.2.2.0 | Non-residential buildings (CPA 41) | E.01.2.2.0.01.a | Light industrial building | in full | 33628334.31 | 17 | 5716816.8327 | 39345151.1427 | 3460526.7635 | : | 2024-02-12 15:24:42
X.00.2.2.1 | X.00.2.2.1.20.bg | Solid concrete block walls in trenches; 100mm thick | 309600 | 10332.04 | 7740 | 5504 | 7224 | 22876 | 5504 | 194442.56 | 11627.2 | 135880 | 10406 | 6020 | 10643.36 | 17310.08 | 10633.04 | 3612 | 2442400 | 5190.96 | 1119720 | 7105.32 | 5356.08 | 16821.6 | 8195.5691 | 6880 | 154800 | 5160 | 17439.08 | 198144 | 34508.9333 | 6364 | 23744.6 | 361200 | 160648 | 3276.6 | 6150.72 | 95460 |  |  |  | SEE.01.2.2.0.02.a | SE | E.01.2.2.0 | Non-residential buildings (CPA 41) | E.01.2.2.0.02.a | Office building | in full | 57905499.05 | 17 | 9843934.8385 | 67749433.8885 | 5958770.5822 | : | 2024-02-14 10:35:52
X.00.2.2.1 | X.00.2.2.1.20.bh | Solid concrete block walls in trenches; 215mm thick | 42600 | 1031.52 | 600 | 1200 | 852 | 1908 | 540 | 20519.76 | 1116 | 16920 | 770.4 | 504 | 1081.56 | 1747.32 | 802.32 | 406.2 | 237600 | 716.88 | 141000 | 893.76 | 557.04 | 1687.2 | 865.1339 | 456 | 18000 | 432 | 1535.28 | 16572 | 3520.34 | 500.76 | 3073.8 | 40800 | 15456 | 507 | 641.28 | 11040 |  |  |  | SEE.01.2.3.0.01.a | SE | E.01.2.3.0 | Civil engineering works (CPA 42) | E.01.2.3.0.01.a | Asphalt road | in full | 4457910 | 17 | 757844.7 | 5215754.7 | 458741.6291 | : | 2024-02-14 10:08:03
X.00.2.2.1 | X.00.2.2.1.30.aa | Precast lintels; prestressed; 65 x 215 x 1300mm | 62899 | 1759.87 | 992 | 1984 | 2511 | 9238 | 1550 | 16364.28 | 3348 | 41230 | 1249.3 | 2194.8 | 924.42 | 4966.82 | 2326.24 | 1860 | 272800 | 1051.52 | 556760 | 3097.52 | 1525.2 | 4495 | 3290.9241 | 465 | 58900 | 1395 | 3281.66 | 44330 | 4060.8999 | 1724.84 | 2993.05 | 40300 | 67022 | 1707.79 | 955.73 | 30070 |  |  |  | SEE.01.2.3.0.01.b | SE | E.01.2.3.0 | Civil engineering works (CPA 42) | E.01.2.3.0.01.b | Road resurfacing | in full | 1414460 | 17 | 240458.2 | 1654918.2 | 145555.1334 | : | 2024-02-12 16:18:12
X.00.2.2.1 | X.00.2.2.1.30.ab | Solid concrete block walls; fairfaced; 100mm thick | 2019300 | 40843.2 | 34290 | 54864 | 55626 | 78486 | 27432 | 666559.5 | 46863 | 495300 | 51435 | 23622 | 52227.48 | 59984.64 | 47106.84 | 14287.5 | 10134600 | 31767.78 | 4541520 | 36880.8 | 23728.68 | 72390 | 29988.2547 | 30480 | 914400 | 22098 | 64869.06 | 857250 | 171315.38 | 22547.58 | 103632 | 2286000 | 711708 | 21770.34 | 23469.6 | 777240 |  |  |  | SIE.01.2.1.0.01.a | SI | E.01.2.1.0 | Residential buildings (CPA 41) | E.01.2.1.0.01.a | Detached house | in full | 96928.48 | 13 | 12600.7024 | 109529.1824 | 109529.1824 | : | 2023-07-25 14:54:50
X.00.2.2.1 | X.00.2.2.1.30.ac | Stainless steel wall ties; 600/450 centres; 130mm cavity | 375000 | 6843.75 | 3750 | 8250 | 16125 | 5062.5 | 3750 | 243750 | 13837.5 | 11250 | 8250 | 3562.5 | 13383.75 | 1935 | 10380 | 2700 | 2700000 | 5831.25 | 596250 | 4687.5 | 4410 | 14587.5 | 17953.3335 | 6000 | 502500 | 3937.5 | 6225 | 165000 | 39823.748 | 2966.25 | 21731.25 | 562500 | 69375 | 6633.75 | 9753.75 | 172500 |  |  |  | SIE.01.2.1.0.01.d | SI | E.01.2.1.0 | Residential buildings (CPA 41) | E.01.2.1.0.01.d | Renovation of a detached house | in full | 30641.15 | 11.5 | 3523.7323 | 34164.8823 | 34164.8823 | : | 2023-07-25 14:54:52
X.00.2.2.1 | X.00.2.2.1.30.ad | DPC; 0.9mm thick pitch polymer; 150mm lap; cavity trays; over 225mm | 72200 | 1733.56 | 1140 | 646 | 3648 | 1976 | 608 | 15491.08 | 2340.8 | 24320 | 1884.8 | 1216 | 1927.36 | 3515.76 | 1196.24 | 988 | 532000 | 845.12 | 323000 | 1973.72 | 828.4 | 3488.4 | 1181.2079 | 2280 | 75240 | 1292 | 497.04 | 8588 | 10260 | 1945.6 | 2340.8 | 110200 | 8512 | 3740.72 | 1451.6 | 82840 |  |  |  | SIE.01.2.1.0.02.a | SI | E.01.2.1.0 | Residential buildings (CPA 41) | E.01.2.1.0.02.a | Apartment | in full | 2839624.8268 | 6 | 170377.4896 | 3010002.3164 | 3010002.3164 | : | 2024-02-07 13:37:28
X.00.2.2.1 | X.00.2.2.1.30.ae | Wall insulation; 90mm thick; to cavities | 602000 | 9496.55 | 7525 | 9782.5 | 14147 | 15351 | 4515 | 269650.85 | 6411.3 | 78260 | 5117 | 6471.5 | 14712.88 | 10038.35 | 6929.02 | 4966.5 | 2438100 | 7401.59 | 704340 | 10050.39 | 9279.83 | 9451.4 | 10275.3432 | 5538.4 | 361200 | 15050 | 10116.61 | 105350 | 32508 | 6101.27 | 30310.7 | 872900 | 110166 | 6224.68 | 6321 | 174580 |  |  |  | SIE.01.2.2.0.01.a | SI | E.01.2.2.0 | Non-residential buildings (CPA 41) | E.01.2.2.0.01.a | Light industrial building | in full | 1301053.5 | 10 | 130105.35 | 1431158.85 | 1431158.85 | : | 2023-07-25 14:54:44
X.00.2.2.1 | X.00.2.2.1.30.ba | Prestressed precast lintels 65 x 100 x 1300mm | 22230 | 514.8 | 450 | 367.5 | 720 | 2325 | 1125 | 5369.55 | 1479 | 19950 | 367.5 | 1237.5 | 728.4 | 1937.1 | 1927.8 | 900 | 117000 | 566.85 | 204300 | 674.4 | 738 | 1228.5 | 1706.8676 | 225 | 31500 | 600 | 1266.9 | 10800 | 1315.0938 | 381 | 855.75 | 10200 | 35250 | 743.7 | 619.2 | 12450 |  |  |  | SIE.01.2.2.0.02.a | SI | E.01.2.2.0 | Non-residential buildings (CPA 41) | E.01.2.2.0.02.a | Office building | in full | 3137672.33 | 8 | 251013.7864 | 3388686.1164 | 3388686.1164 | : | 2023-08-24 16:37:13
X.00.2.2.1 | X.00.2.2.1.50.aa | Softwood ceiling; joists; 225 x 38mm; 400mm centres | 256000 | 2979.84 | 3072 | 1728 | 7168 | 18174.9058 | 6912 | 41190.4 | 4454.4 | 35840 | 4044.8 | 3072 | 6773.76 | 8066.56 | 3089.92 | 3712 | 1049600 | 3120.64 | 637440 | 4416 | 3353.6 | 5785.6 | 3965.6657 | 1408 | 151040 | 12800 | 6464 | 128000 | 22381.2046 | 1413.12 | 6924.8 | 166400 | 43008 | 1661.44 | 1792 | 142080 |  |  |  | SIE.01.2.3.0.01.a | SI | E.01.2.3.0 | Civil engineering works (CPA 42) | E.01.2.3.0.01.a | Asphalt road | in full | 349853.53 | 8.5 | 29737.5501 | 379591.08 | 379591.08 | : | 2024-02-07 13:44:29
X.00.2.2.1 | X.00.2.2.1.50.ab | Softwood ceiling; solid bridging; 200 x 38mm | 48960 | 573.75 | 510 | 305.49 | 1887 | 2805 | 1122 | 7682.64 | 1045.5 | 10200 | 805.8 | 571.2 | 1912.5 | 1494.81 | 757.35 | 637.5 | 163200 | 621.69 | 213690 | 715.53 | 606.9 | 1989 | 823.5765 | 280.5 | 30090 | 2550 | 1224.51 | 22695 | 4303.3383 | 276.42 | 1280.1 | 30090 | 7905 | 396.27 | 355.47 | 38250 |  |  |  | SIE.01.2.3.0.01.b | SI | E.01.2.3.0 | Civil engineering works (CPA 42) | E.01.2.3.0.01.b | Road resurfacing | in full | 104459.3 | 6.5 | 6789.8545 | 111249.1545 | 111249.1545 | : | 2024-02-27 11:55:14
X.00.2.2.1 | X.00.2.2.1.50.ac | Softwood ceiling; wall plate; 100 x 75mm; to blockwork | 49980 | 572.22 | 510 | 305.49 | 2601 | 1734 | 969 | 9975.6 | 969 | 10200 | 214.2 | 673.2 | 1319.37 | 1044.48 | 734.91 | 663 | 158100 | 616.08 | 184110 | 585.48 | 637.5 | 1708.5 | 783.3267 | 357 | 41820 | 2244 | 923.1 | 10710 | 3182.6979 | 253.47 | 1267.35 | 27030 | 8976 | 283.56 | 1008.27 | 10710 |  |  |  | SKE.01.2.1.0.01.a | SK | E.01.2.1.0 | Residential buildings (CPA 41) | E.01.2.1.0.01.a | Detached house | in full | 140095.42 | 6.9 | 9666.584 | 149762.004 | 149762.004 | : | 2024-01-19 12:36:41
X.00.2.2.1 | X.00.2.2.1.50.ad | Plywood floor sheet 18mm; screw 300mm centres | 444400 | 13504.71 | 3030 | 3333 | 6868 | 8585 | 3636 | 105628.83 | 3353.2 | 32320 | 2979.5 | 5555 | 3191.6 | 10144.44 | 3213.82 | 2575.5 | 1232200 | 3348.15 | 870620 | 3880.42 | 1403.9 | 11918 | 5914.5105 | 3333 | 343400 | 9696 | 4118.78 | 43430 | 15568.7805 | 3053.23 | 16548.85 | 474700 | 44440 | 2945.16 | 7752.76 | 58580 |  |  |  | SKE.01.2.1.0.01.d | SK | E.01.2.1.0 | Residential buildings (CPA 41) | E.01.2.1.0.01.d | Renovation of a detached house | in full | 40196.9 | 6.2 | 2492.2078 | 42689.1078 | 42689.1078 | : | 2024-01-19 13:29:15
X.00.2.2.1 | X.00.2.2.1.50.ae | Plasterboard 325 x 12.5mm; fixed to joists | 34125 | 674.5 | 500 | 800 | 1225 | 1000 | 625 | 29733.5 | 1392.5 | 4750 | 732.5 | 650 | 621.75 | 1243.5 | 463.25 | 475 | 187500 | 792.25 | 86750 | 1047 | 478 | 787.5 | 627.4233 | 405 | 32500 | 1625 | 1615.5 | 7050 | 760.25 | 1466 | 1666.25 | 58750 | 7250 | 554 | 950.25 | 11625 |  |  |  | SKE.01.2.1.0.02.a | SK | E.01.2.1.0 | Residential buildings (CPA 41) | E.01.2.1.0.02.a | Apartment | in full | 3607885.3572 | 4.15 | 149727.2423 | 3757612.5995 | 3757612.5995 | : | 2024-01-19 12:47:08
X.00.2.2.1 | X.00.2.2.1.50.af | MDF fascia board 325 x 20mm; to joists/packers | 107380 | 1729.88 | 1475 | 2690.4 | 4248 | 8850 | 1770 | 57474.26 | 1958.8 | 18290 | 2076.8 | 2448.5 | 4133.2568 | 4229.12 | 4277.5 | 1534 | 619500 | 787.65 | 120950 | 2568.27 | 2431.98 | 4159.5 | 3029.3431 | 2419 | 212400 | 5310 | 6339.55 | 56050 | 8255.4224 | 1511.58 | 9929.7 | 244850 | 32391 | 2190.08 | 2356.46 | 43660 |  |  |  | SKE.01.2.2.0.01.a | SK | E.01.2.2.0 | Non-residential buildings (CPA 41) | E.01.2.2.0.01.a | Light industrial building | in full | 1494536.09 | 4.17 | 62322.155 | 1556858.245 | 1556858.245 | : | 2023-07-25 14:55:10
X.00.2.2.1 | X.00.2.2.1.50.ag | MDF soffit board 100 x 20mm; to joists/packers | 20300 | 340.17 | 362.5 | 942.5 | 1769 | 435 | 348 | 6934.77 | 1261.5 | 8990 | 226.2 | 391.5 | 1414.9912 | 311.75 | 210.25 | 217.5 | 139200 | 387.15 | 54810 | 316.97 | 1195.38 | 1360.1 | 317.9214 | 667 | 83520 | 870 | 994.7 | 2958 | 5362.75 | 486.33 | 2014.05 | 94250 | 13224 | 1159.71 | 423.69 | 6670 |  |  |  | SKE.01.2.2.0.02.a | SK | E.01.2.2.0 | Non-residential buildings (CPA 41) | E.01.2.2.0.02.a | Office building | in full | 3253072.432 | 4.9 | 159400.5492 | 3412472.9812 | 3412472.9812 | : | 2024-01-19 13:53:04
X.00.2.2.1 | X.00.2.2.1.50.ah | Mineral wool insulation BS EN 13162; 150mm between joists | 111100 | 4619.74 | 4545 | 3282.5 | 4848 | 10100 | 1414 | 90723.25 | 4545 | 27270 | 1474.6 | 1696.8 | 1630.14 | 2158.37 | 2009.9 | 1010 | 1222100 | 2287.65 | 286840 | 2825.98 | 1232.2 | 5353 | 1857.0859 | 1515 | 70700 | 3333 | 3026.97 | 25755 | 4335.93 | 1823.05 | 9933.35 | 303000 | 22220 | 3065.35 | 3025.96 | 46965 |  |  |  | SKE.01.2.3.0.01.a | SK | E.01.2.3.0 | Civil engineering works (CPA 42) | E.01.2.3.0.01.a | Asphalt road | in full | 335898 | 7.7 | 25864.146 | 361762.146 | 361762.146 | : | 2023-10-02 14:11:25
X.00.2.2.1 | X.00.2.2.1.50.ai | Joist hangers; heavy duty; 225 x 38mm | 243200 | 1262.08 | 1408 | 2892.8 | 4096 | 1792 | 768 | 70050.56 | 883.2 | 19200 | 2816 | 1536 | 2155.52 | 2204.16 | 751.36 | 1152 | 409600 | 1139.2 | 216320 | 1463.04 | 885.76 | 2944 | 2953.5366 | 1433.6 | 33280 | 3904 | 917.76 | 30976 | 6990.2557 | 532.48 | 3744 | 198400 | 15872 | 771.84 | 1866.24 | 24320 |  |  |  | SKE.01.2.3.0.01.b | SK | E.01.2.3.0 | Civil engineering works (CPA 42) | E.01.2.3.0.01.b | Road resurfacing | in full | 94546.42 | 7.75 | 7327.3476 | 101873.7676 | 101873.7676 | : | 2024-01-22 12:57:03
X.00.2.2.1 | X.00.2.2.1.50.aj | Mild steel hold down straps 20 x 2.5 x 1000mm to block | 81920 | 623.36 | 480 | 678.4 | 1984 | 1241.6 | 384 | 19822.72 | 326.4 | 21760 | 1107.2 | 608 | 4148.48 | 398.08 | 720 | 352 | 243200 | 337.92 | 124160 | 868.48 | 446.08 | 3200 | 1586.2057 | 448 | 26880 | 1440 | 645.76 | 13312 | 4393.664 | 248.96 | 2931.2 | 512000 | 5696 | 526.08 | 780.16 | 51840 |  |  |  | TRE.01.2.1.0.01.a | TR | E.01.2.1.0 | Residential buildings (CPA 41) | E.01.2.1.0.01.a | Detached house | in full | 2433695.6 | 5 | 121684.78 | 2555380.38 | 118900.2494 | : | 2024-04-01 10:51:00
X.00.2.2.1 | X.00.2.2.1.50.ba | Hot rolled steel; beams; 533 x 210 x 92UB; 50-100kg/m | 15216740 | 233447.06 | 371140 | 129899 | 400831.2 | 207838.4 | 129899 | 2663671.78 | 167013 | 1484560 | 133610.4 | 122476.2 | 150682.84 | 139548.64 | 246065.82 | 103919.2 | 48248200 | 144002.32 | 26722080 | 209322.96 | 161445.9 | 159590.2 | 216203.8956 | 129899 | 7979510 | 207838.4 | 154023.1 | 1558788 | 645041.32 | 134723.82 | 441656.6 | 18557000 | 3600058 | 125816.46 | 153651.96 | 3525830 |  |  |  | TRE.01.2.1.0.01.d | TR | E.01.2.1.0 | Residential buildings (CPA 41) | E.01.2.1.0.01.d | Renovation of a detached house | in full | 768366.12 | 5 | 38418.306 | 806784.426 | 37539.1743 | : | 2023-11-24 10:12:55
X.00.2.2.1 | X.00.2.2.1.50.bb | Ridge gusset fitting; 2300 x 600mm x 6mm thick; weld; paint | 840000 | 9828 | 5200 | 3040 | 5680 | 12320 | 3800 | 267914.8 | 16800 | 19200 | 4120 | 3920 | 2106.8 | 11285.6 | 2238.8 | 9000 | 3400000 | 14220 | 779600 | 5794.8 | 13800 | 1560 | 4218.5997 | 2080 | 280000 | 11957.0644 | 5357.6 | 108000 | 45474.4224 | 1386 | 29232 | 380000 | 135480 | 5887.6 | 6630.8 | 99600 |  |  |  | TRE.01.2.1.0.02.a | TR | E.01.2.1.0 | Residential buildings (CPA 41) | E.01.2.1.0.02.a | Apartment | in full | 72289191.51 | 5 | 3614459.5755 | 75903651.0855 | 3531749.3689 | : | 2023-11-24 10:07:38
X.00.2.2.1 | X.00.2.2.1.50.bc | Plate fitting 201 x 386 x 25mm thick; weld eaves; paint | 312120 | 12297.96 | 6480 | 6264 | 11016 | 9342 | 9720 | 189961.2 | 19980 | 102600 | 14580 | 4482 | 5354.64 | 6570.72 | 3518.64 | 4320 | 2160000 | 5643 | 1354320 | 8871.12 | 8425.08 | 6480 | 14312.7097 | 3240 | 270000 | 8123.0997 | 6121.44 | 73440 | 42829.0548 | 3298.32 | 35229.6 | 788400 | 156816 | 4793.04 | 7788.96 | 87480 |  |  |  | TRE.01.2.2.0.01.a | TR | E.01.2.2.0 | Non-residential buildings (CPA 41) | E.01.2.2.0.01.a | Light industrial building | in full | 29015148 | 5 | 1450757.4 | 30465905.4 | 1417559.5064 | : | 2023-11-24 12:05:58
X.00.2.2.1 | X.00.2.2.1.50.bd | Galvanised steel zinc purlin; 0-25kg/m fix to portal | 5286840 | 60459.76 | 108448 | 40532.44 | 145049.2 | 85402.8 | 47446 | 1536708.16 | 61002 | 582908 | 55579.6 | 52868.4 | 70355.64 | 59917.52 | 97467.64 | 33890 | 20334000 | 69000.04 | 7862480 | 72117.92 | 67508.88 | 71846.8 | 92823.3544 | 40668 | 2656976 | 114366.5496 | 46090.4 | 610020 | 283049.28 | 39312.4 | 216218.2 | 8133600 | 1748724 | 58290.8 | 68051.12 | 1084480 |  |  |  | TRE.01.2.2.0.02.a | TR | E.01.2.2.0 | Non-residential buildings (CPA 41) | E.01.2.2.0.02.a | Office building | in full | 77602490.07 | 5 | 3880124.5035 | 81482614.5735 | 3791335.0475 | : | 2024-04-01 10:50:40
X.00.2.2.1 | X.00.2.2.1.50.be | Galvanised steel zinc double cleat; KCD23B | 543520 | 6388.08 | 15480 | 2132.8 | 14792 | 8496.8 | 4816 | 301667.36 | 5228.8 | 116960 | 8668.8 | 5607.2 | 13054.8 | 3168.24 | 6639.2 | 2752 | 2511200 | 13760 | 216720 | 10268.4 | 5710.4 | 8600 | 5655.6916 | 6811.2 | 357760 | 18554.5376 | 12944.72 | 96320 | 33045.4758 | 11868 | 37633.6 | 516000 | 58824 | 7757.2 | 11589.36 | 168560 |  |  |  | TRE.01.2.3.0.01.a | TR | E.01.2.3.0 | Civil engineering works (CPA 42) | E.01.2.3.0.01.a | Asphalt road | in full | 7062535.6 | 5 | 353126.78 | 7415662.38 | 345046.1283 | : | 2023-11-24 12:17:00
X.00.2.2.1 | X.00.2.2.1.50.bf | Galvanised steel zinc rafter stay; 450mm incl. bracket | 349000 | 9332 | 10600 | 3200 | 8400 | 7000 | 3800 | 108904 | 9000 | 96000 | 4760 | 3220 | 15138 | 2598 | 5320 | 2700 | 1300000 | 14854 | 536000 | 7896 | 3978 | 7600 | 4668.1873 | 7000 | 320000 | 16632.334 | 9092 | 22800 | 20552.1588 | 7846 | 32250 | 900000 | 21200 | 4648 | 2058 | 176000 |  |  |  | TRE.01.2.3.0.01.b | TR | E.01.2.3.0 | Civil engineering works (CPA 42) | E.01.2.3.0.01.b | Road resurfacing | in full | 2028581.6 | 5 | 101429.08 | 2130010.68 | 99108.0635 | : | 2023-07-31 16:19:08
X.00.2.2.1 | X.00.2.2.1.50.bg | Galvanised steel rod 16mm; anti-sag ties; end bays; 1500mm centres | 52000 | 1868.8 | 600 | 412 | 4840 | 2760 | 1400 | 31708.4 | 4240 | 13600 | 1800 | 1740 | 2752.4 | 1520 | 1774.4 | 320 | 1080000 | 391.6 | 68800 | 2280.8 | 968.4 | 2020 | 1541.3305 | 1040 | 248000 | 1101.6673 | 1715.2 | 4000 | 3874.6493 | 2044.8 | 5668 | 720000 | 12920 | 1172.8 | 1336.8 | 33200
X.00.2.2.1 | X.00.2.2.1.50.bh | Epoxy zinc protective coating; shot blast; priming | 11393640 | 47473.5 | 94947 | 44308.6 | 120266.2 | 75957.6 | 94947 | 1628657.54 | 94947 | 632980 | 120266.2 | 42409.66 | 33547.94 | 62665.02 | 51904.36 | 31649 | 22154300 | 52537.34 | 13925560 | 64563.96 | 49372.44 | 101276.8 | 73954.9894 | 50005.42 | 22787280 | 60133.1 | 70260.78 | 620320.4 | 285537.278 | 34813.9 | 161409.9 | 7469164 | 949470 | 83553.36 | 91782.1 | 1265960
X.00.2.2.1 | X.00.2.2.1.50.bi | 1Hr fire protection intumescent coatings; paint | 2575300 | 88706.35 | 35375 | 33889.25 | 103295 | 226400 | 35375 | 1791390 | 101880 | 410350 | 52072 | 27592.5 | 65613.55 | 95201.2 | 36153.25 | 28300 | 19810000 | 37370.15 | 10598350 | 57873.5 | 53996.4 | 84900 | 34523.3843 | 21225 | 1698000 | 59430 | 91366.55 | 849000 | 116666.75 | 37950.3 | 141712.25 | 1825350 | 955125 | 60264.85 | 44798.9 | 622600
X.00.2.2.1 | X.00.2.2.1.50.bj | Steel paint; general; girth exceeding 300mm | 849000 | 15961.2 | 14150 | 29715 | 33394 | 52284.25 | 21225 | 481312.25 | 16980 | 268850 | 15706.5 | 18536.5 | 26814.25 | 18225.2 | 13966.05 | 6792 | 5518500 | 14942.4 | 2872450 | 16060.25 | 10159.7 | 30847 | 16018.782 | 8490 | 410350 | 33252.5 | 26602 | 294320 | 42676.4 | 16541.35 | 39620 | 849000 | 251870 | 22937.15 | 16173.45 | 424500
X.00.2.2.1 | X.00.2.2.1.50.bk | Stone faced concrete panels; around columns; 750 x 350 x 500mm | 940000 | 4510.59 | 6110 | 6815 | 5141.8 | 7990 | 6580 | 136626.65 | 9870 | 105280 | 4982 | 5085.4 | 1639.36 | 14233.95 | 12737 | 3525 | 1988100 | 10541.16 | 152750 | 4115.79 | 12532.55 | 16215 | 6880.2787 | 2021 | 277300 | 12220 | 6749.2 | 65142 | 13101.72 | 1206.02 | 5064.25 | 658000 | 144431 | 1347.96 | 5208.07 | 37130
X.00.2.2.1 | X.00.2.2.1.50.ca | Hot rolled steel fabricated; beams; 25-50 kg/m | 10219110 | 157002.69 | 154835 | 99094.4 | 300379.9 | 173415.2 | 108384.5 | 2599060.31 | 157931.7 | 1238680 | 102191.1 | 96926.71 | 160718.73 | 181466.62 | 114577.9 | 108384.5 | 34063700 | 133467.77 | 23225250 | 125416.35 | 143067.54 | 123868 | 144316.1294 | 77417.5 | 6069532 | 173415.2 | 128513.05 | 1316097.5 | 538206.46 | 99404.07 | 387087.5 | 15483500 | 3003799 | 84230.24 | 106216.81 | 2322525
X.00.2.2.1 | X.00.2.2.1.50.cb | Fittings; Base plates; 750 x 350 x 25mm thick; S355 | 194700 | 16866.92 | 3894 | 2832 | 4189 | 14455 | 6490 | 244942.63 | 14691 | 139240 | 12095 | 5032.7 | 8065.3 | 18339.56 | 11362.0725 | 6195 | 3068000 | 8745.57 | 660210 | 5141.26 | 16343.59 | 8260 | 13759.2789 | 3540 | 129800 | 14926.332 | 8392.75 | 132396 | 61135.8608 | 1813.07 | 23201.75 | 1239000 | 294528 | 6266.98 | 10799.95 | 204730
X.00.2.2.1 | X.00.2.2.1.50.cc | Fittings; plates; L: 450 x 160 x 10mm & Fin: 143 x 153 x 10mm | 100000 | 4088.8 | 2400 | 2240 | 1960 | 2904 | 3520 | 42944.8 | 4960 | 20400 | 2180 | 1436 | 1703.2 | 4885.6 | 3558.492 | 1000 | 1240000 | 924.4 | 292800 | 2886.4 | 1747.6 | 3200 | 2487.5532 | 1280 | 28000 | 1888.0844 | 2720.4 | 13040 | 5929.2963 | 1143.6 | 30004 | 120000 | 29680 | 1734.4 | 1724.8 | 36400
X.00.2.2.1 | X.00.2.2.1.50.cd | Fittings; plates; 290 x 120 x 10mm; 3 x M20 hole; Z10 weld | 61440 | 3477.12 | 1440 | 1872 | 2352 | 2160 | 2112 | 26425.44 | 5040 | 9120 | 2496 | 1272 | 1233.12 | 3487.2 | 3330.8496 | 792 | 1368000 | 432 | 524160 | 2755.2 | 866.4 | 2880 | 1512.3443 | 720 | 23040 | 1376.9844 | 2163.36 | 6672 | 2637.5165 | 1359.84 | 2580 | 56640 | 13920 | 1299.36 | 2102.4 | 83040
X.00.2.2.1 | X.00.2.2.1.50.ce | Fittings; supports 150 x 90 x 24mm; PFC; Z10 weld to web | 72500 | 2272.25 | 750 | 900 | 1025 | 2000 | 1175 | 29866 | 2950 | 18500 | 1205 | 720 | 713.5 | 2312.25 | 2261.7225 | 487.5 | 600000 | 857.5 | 219500 | 640.5 | 883.75 | 1575 | 636.3348 | 375 | 45500 | 530.5664 | 1304 | 11275 | 1278.9681 | 531.75 | 5128.75 | 37500 | 11525 | 737.75 | 1907 | 22750
X.00.2.2.1 | X.00.2.2.1.50.cf | Extra purlin; multichannel blockwork restraint | 376300 | 10918.38 | 2130 | 9656 | 10508 | 12212 | 6248 | 77502.18 | 12070 | 15620 | 14256.8 | 4160.6 | 6046.36 | 6725.12 | 9423.12 | 1846 | 1420000 | 3106.96 | 619120 | 2027.76 | 2584.4 | 8804 | 3389.3118 | 4828 | 252760 | 3976 | 7196.56 | 48848 | 6508.2257 | 948.56 | 14356.2 | 390500 | 51262 | 8414.92 | 7037.52 | 78810
X.00.2.2.1 | X.00.2.2.1.50.cg | Hold-down assembly; bolts; washers; bolt boxes | 424800 | 6000.3 | 7080 | 6018 | 3835 | 5162.5 | 2596 | 159745.45 | 10148 | 10620 | 6962 | 2814.3 | 3107.53 | 7806.88 | 5566.06 | 1888 | 1003000 | 1749.35 | 257830 | 2826.1 | 3044.4 | 6195 | 2742.7837 | 1770 | 106200 | 5383.3239 | 3423.77 | 32450 | 17637.6356 | 2355.28 | 14935.85 | 318600 | 99120 | 7728.41 | 4869.86 | 74635
X.00.2.2.1 | X.00.2.2.1.50.ch | Grout to hold-down bolts; nonshrink to 4Nr bolts | 114700 | 2046.93 | 930 | 1736 | 651 | 620 | 1085 | 43272.59 | 3968 | 6820 | 3986.6 | 961 | 794.53 | 2995.22 | 2277.88 | 744 | 347200 | 937.75 | 198400 | 1240.31 | 1828.38 | 2077 | 838.863 | 744 | 46500 | 1488 | 1019.9 | 21390 | 12209.04 | 1568.91 | 9379.05 | 62000 | 46345 | 1028.27 | 1119.41 | 28210
X.00.2.2.1 | X.00.2.2.1.50.ci | Grout to hold-down bolts; base plates 500 x 250mm | 182900 | 5537.74 | 2655 | 2478 | 7021 | 4012 | 4248 | 89065.22 | 10030 | 99120 | 3982.5 | 2773 | 2925.22 | 10002.86 | 4455.68 | 2360 | 855500 | 1372.93 | 268450 | 3525.25 | 7802.16 | 5015 | 12755.9909 | 1652 | 206500 | 7080 | 3408.43 | 39294 | 29112.3147 | 1990.07 | 32376.25 | 560500 | 144609 | 1315.7 | 3780.13 | 106790
X.00.2.2.1 | X.00.2.2.1.50.da | 4hr fire resistance roller shutter door 3.5 x 4m | 2070000 | 57570.42 | 33600 | 39120 | 47700 | 99000 | 30000 | 582065.64 | 83400 | 317640 | 27000 | 27000 | 51098.46 | 64396.92 | 88740 | 16200 | 8670000 | 48166.08 | 6622980 | 33600 | 43080 | 53400 | 61013.4 | 21000 | 1110000 | 33429 | 65778.06 | 528000 | 308502 | 32507.94 | 79842.6 | 3816000 | 1034442 | 36510 | 22973.46 | 496200
X.00.2.2.1 | X.00.2.2.1.50.db | Louvre doorset and frame 1 x 2.05m | 56000 | 2329.4 | 820 | 2050 | 1117 | 5900 | 450 | 19559.93 | 1450 | 20710 | 941 | 783.8 | 2290.563 | 1092.53 | 1781.4625 | 575 | 380000 | 3245.63 | 150660 | 753.73 | 971 | 2250 | 1270.0252 | 1600 | 116600 | 1010 | 3778.15 | 19500 | 5471.901 | 830.72 | 2154.15 | 130000 | 17507 | 1670 | 1388.84 | 25000
X.00.2.2.1 | X.00.2.2.1.50.dc | Steel doorset incl. insulation FD60 1 x 2.05m | 88000 | 4658.8 | 1640 | 4100 | 2234 | 11800 | 800 | 39119.86 | 2900 | 41420 | 2110 | 1567.6 | 1504.92 | 4456.68 | 2850.34 | 1150 | 760000 | 4569.76 | 358880 | 1507.46 | 1608.88 | 4200 | 2540.0504 | 3200 | 233200 | 2020 | 6160.58 | 39000 | 10943.802 | 1177.62 | 4308.3 | 350000 | 33632 | 1890 | 2782 | 50000
X.00.2.2.1 | X.00.2.2.1.50.dd | Steel doorset incl. insulation FD60 1 x 2.05m | 44000 | 2329.4 | 820 | 2050 | 1117 | 5900 | 400 | 19559.93 | 1450 | 20710 | 996 | 783.8 | 752.46 | 2721.16 | 1425.17 | 575 | 380000 | 2284.88 | 157020 | 753.73 | 805.62 | 2100 | 1270.0252 | 1600 | 116600 | 1010 | 3080.29 | 19500 | 5471.901 | 588.81 | 2154.15 | 175000 | 16816 | 958 | 1391 | 25000
X.00.2.2.1 | X.00.2.2.1.50.de | Steel fire doorset incl. insulation FD60 1 x 2.05m | 176000 | 9317.6 | 3280 | 5800 | 5904 | 23600 | 2400 | 79501.64 | 5800 | 82840 | 3796 | 3135.2 | 3611.8 | 11870.32 | 5700.68 | 2300 | 1580000 | 9139.52 | 591600 | 3014.92 | 4456 | 8400 | 5080.1009 | 6320 | 466400 | 4040 | 12321.16 | 78000 | 21887.604 | 2622.36 | 8616.6 | 700000 | 70028 | 5076 | 5564 | 100000
X.00.2.2.1 | X.00.2.2.1.50.df | Aluminium framed double-glazed window 1.5 x 1m | 245000 | 3363.95 | 3075 | 2250 | 5585 | 6500 | 2750 | 129907.5 | 5750 | 55600 | 1975 | 2327.5 | 4841.75 | 5718.25 | 4567.5 | 1500 | 800000 | 8041.45 | 808550 | 5878.45 | 2855.1 | 4750 | 5100.5409 | 3600 | 210000 | 5000 | 6431.55 | 85000 | 27000 | 4161.35 | 10270.5 | 680000 | 43925 | 1975 | 2337.75 | 79550
X.00.2.2.1 | X.00.2.2.1.50.dg | Exterior louvre powder coated 1 x 1m | 39300 | 768.72 | 1350 | 1095 | 1485 | 1350 | 1050 | 8641.11 | 1470 | 14580 | 259.8 | 1110 | 761.88 | 2550.03 | 725.76 | 300 | 288000 | 1404.12 | 46200 | 1315.08 | 643.17 | 1800 | 662.9378 | 636 | 50880 | 2250 | 1774.74 | 13500 | 3503.124 | 1802.97 | 3069.45 | 78000 | 7398 | 804 | 957.42 | 9000
X.00.2.2.1 | X.00.2.2.1.50.dh | Airtight seal between window/block under 300mm | 70400 | 702.08 | 576 | 371.2 | 1856 | 1408 | 832 | 24323.2 | 825.6 | 24960 | 579.2 | 729.6 | 693.76 | 2054.4 | 532.48 | 640 | 268800 | 908.16 | 359680 | 862.08 | 335.36 | 672 | 624.4243 | 1216 | 153600 | 1862.4 | 987.52 | 3328 | 2718.4328 | 915.84 | 1510.4 | 38400 | 9600 | 3452.8 | 1324.8 | 14720
X.00.2.2.1 | X.00.2.2.1.50.ea | Single leaf solid door incl. frame 1 x 2.05m | 535500 | 9586.22 | 5670 | 10640 | 8393 | 19250 | 4200 | 88445.56 | 9100 | 77560 | 5880 | 5390 | 4439.96 | 12676.02 | 8369.13 | 2940 | 1176000 | 7830.69 | 1463700 | 10338.02 | 5474 | 15610 | 11048.9641 | 3500 | 189000 | 6013 | 18965.52 | 195300 | 35026.789 | 7693 | 15365.35 | 1050000 | 186256 | 4336.5 | 4367.58 | 111370
X.00.2.2.1 | X.00.2.2.1.50.eb | Glazed timber screen fixed panel 1.5 x 1m | 490000 | 7072.8 | 2750 | 1975 | 5540 | 16750 | 2250 | 27289.25 | 5500 | 66300 | 10500 | 2600 | 11437.9 | 10827 | 3135.75 | 1225 | 775000 | 10748.15 | 318500 | 3393.9 | 1645 | 6750 | 6445.229 | 1410 | 207000 | 3750 | 6428.8 | 85000 | 15011.481 | 3816.4 | 6479 | 800000 | 127860 | 1346.5 | 3397.3 | 65900
X.00.2.2.1 | X.00.2.2.1.50.ec | Softwood architraves; plugged/screwed 100 x 19mm | 84490 | 1963.86 | 1597.5 | 1036.6 | 4331 | 8165 | 852 | 13327.41 | 2470.8 | 58930 | 1562 | 1256.7 | 2597.89 | 3286.59 | 2438.14 | 532.5 | 461500 | 1008.2 | 832120 | 1670.63 | 869.04 | 1278 | 1585.2028 | 1455.5 | 241400 | 6152.15 | 932.94 | 15336 | 2897.2884 | 1235.4 | 3024.6 | 291100 | 10508 | 2042.67 | 1131.74 | 61770
X.00.2.2.1 | X.00.2.2.1.50.ed | Softwood window board incl. 50mm return; 100mm | 16800 | 778.32 | 180 | 174.4 | 488 | 672 | 96 | 4757.44 | 411.2 | 7440 | 272 | 253.6 | 205.36 | 449.76 | 506.16 | 88 | 65600 | 213.52 | 102240 | 347.28 | 344.96 | 608 | 185.1491 | 120 | 33600 | 680 | 707.84 | 1728 | 416.8783 | 174.56 | 795.2 | 21600 | 7880 | 207.52 | 268.8 | 3640
X.00.2.2.1 | X.00.2.2.1.50.ee | Second fixings internal paint incl. prep; under 300mm | 33350 | 1276.5 | 460 | 1782.5 | 3415.5 | 2760 | 575 | 28117.5 | 1742.25 | 12650 | 494.5 | 483 | 441.6 | 609.5 | 401.35 | 402.5 | 460000 | 616.4 | 79350 | 1059.15 | 599.15 | 1472 | 327.1496 | 575 | 86250 | 2070 | 1045.35 | 4140 | 2587.3965 | 301.3 | 1345.5 | 51750 | 22310 | 746.35 | 633.65 | 13225
X.00.2.2.1 | X.00.2.2.1.50.ef | Second fixings internal paint incl. prep 2 coat; 300mm | 33350 | 1672.1 | 1035 | 2058.5 | 3415.5 | 2760 | 575 | 28117.5 | 2081.5 | 12650 | 805 | 1150 | 909.65 | 1231.65 | 1003.375 | 402.5 | 391000 | 616.4 | 79350 | 1104 | 894.7 | 2185 | 606.4237 | 517.5 | 86250 | 2070 | 1567.45 | 9775 | 3881.0948 | 400.2 | 1840 | 62100 | 36570 | 826.85 | 819.95 | 31625
X.00.2.2.1 | X.00.2.2.1.50.eg | Prep and paint 2 coat general surfaces | 28160 | 572.44 | 396 | 1232 | 1306.8 | 1804 | 660 | 27415.52 | 1584 | 11880 | 968 | 695.2 | 1367.08 | 784.96 | 1027.4 | 264 | 343200 | 925.32 | 238480 | 1019.92 | 490.16 | 1267.2 | 738.81 | 352 | 39600 | 1144 | 1091.2 | 5192 | 3807.54 | 513.48 | 2406.8 | 26400 | 25124 | 819.72 | 1075.36 | 12100
X.00.2.2.1 | X.00.2.2.1.50.fa | Metalwork; non-structure; fall arrest system | 870240 | 23667 | 5880 | 9212 | 5978 | 11270 | 7056 | 173136.6 | 19404 | 67620 | 2940 | 6027 | 10922.1 | 7221.62 | 12692.96 | 4165 | 1940400 | 15974.98 | 294980 | 6102.46 | 8376.06 | 10780 | 2842.2816 | 3234 | 450800 | 9604 | 15436.96 | 209720 | 31663.5637 | 3389.82 | 36857.8 | 490000 | 75264 | 10731 | 10364.48 | 147000
X.00.2.2.1 | X.00.2.2.1.60.aa | Composite insulated cladding panel; insulation; 300mm | 4705800 | 55549.83 | 60605 | 63457 | 116932 | 139035 | 39215 | 1203273.06 | 142600 | 741520 | 34081.4 | 41553.64 | 41553.64 | 147305.8 | 58979.36 | 26381 | 17825000 | 114650.4 | 11450780 | 32990.51 | 42822.78 | 117645 | 67266.8264 | 35650 | 2424200 | 92597.31 | 93089.28 | 1212100 | 215538.1888 | 34045.75 | 264772.55 | 3850200 | 996774 | 48640.86 | 76184.05 | 941160
X.00.2.2.1 | X.00.2.2.1.60.ab | Pressed metal flashing; powder coat; 150-300mm | 401100 | 2645.35 | 5348 | 2903.2 | 15662 | 12415 | 4202 | 94313.89 | 7859.65 | 97410 | 2215.6 | 3476.2 | 5573.38 | 7580.79 | 1589.12 | 3361.6 | 1337000 | 5699.44 | 861410 | 5166.55 | 3884.94 | 6303 | 7026.0121 | 4011 | 219650 | 6118.6402 | 6438.61 | 58255 | 9346.203 | 2870.73 | 13417.75 | 439300 | 42020 | 2674 | 3120.94 | 135610
X.00.2.2.1 | X.00.2.2.1.60.ac | 20mm cement sand render incl. waterproof; walls | 417000 | 2778 | 13500 | 9750 | 11100 | 27000 | 6600 | 141573 | 16770 | 126000 | 8730 | 4740 | 8598 | 26115 | 16407 | 4440 | 3900000 | 11169 | 1671000 | 8133 | 12648 | 16260 | 7830.9533 | 4200 | 225000 | 14100 | 20295 | 199500 | 13674 | 9669 | 22845 | 540000 | 285900 | 12558 | 11037 | 90000
X.00.2.2.1 | X.00.2.2.1.60.ad | 20mm cement sand render incl. waterproof; plinths | 213900 | 382.26 | 966 | 6693 | 4057.2 | 4002 | 4554 | 144263.82 | 2139 | 66240 | 2194.2 | 2097.6 | 2136.24 | 3523.14 | 2994.6 | 717.6 | 828000 | 2070 | 532680 | 3858.48 | 1546.98 | 4457.4 | 927.7041 | 4140 | 75900 | 8556 | 2158.32 | 36156 | 6459.7453 | 6276.24 | 3236.1 | 121440 | 51060 | 1087.44 | 1523.52 | 19044
X.00.2.2.1 | X.00.2.2.1.60.ae | External emulsion paint to render walls; 2 coats | 240000 | 9360 | 12000 | 6600 | 11400 | 9000 | 3000 | 74538 | 4050 | 84000 | 4680 | 3420 | 3696 | 7848 | 8244 | 3000 | 870000 | 2880 | 867000 | 6294 | 1485 | 8490 | 3455.3662 | 3300 | 153000 | 7800 | 13782 | 48000 | 6943.5 | 4299 | 9975 | 210000 | 87900 | 4632 | 2307 | 78000
X.00.2.2.1 | X.00.2.2.1.60.af | External emulsion paint to render plinths; 2 coats | 75900 | 1291.68 | 4830 | 2511.6 | 4002 | 1932 | 690 | 34287.48 | 627.9 | 13800 | 1131.6 | 1573.2 | 1221.3 | 1407.6 | 805.92 | 621 | 345000 | 629.28 | 331200 | 905.28 | 852.84 | 3215.4 | 785.1591 | 1380 | 60720 | 3588 | 2199.72 | 7866 | 958.203 | 1842.3 | 1607.7 | 49680 | 47610 | 814.2 | 318.78 | 22080
X.00.2.2.1 | X.00.2.2.1.60.ba | Sand/cement plaster; concrete wall; 3mm skim | 286380 | 4511.04 | 3774 | 4506.6 | 9301.8 | 6438 | 5550 | 77358.12 | 4395.6 | 77700 | 6704.4 | 4040.4 | 4812.96 | 3103.56 | 4733.04 | 2553 | 1110000 | 6291.48 | 774780 | 6187.14 | 2437.56 | 5439 | 4867.487 | 2220 | 244200 | 7692.3 | 7601.28 | 77256 | 10118.76 | 6513.48 | 21245.4 | 333000 | 91020 | 6158.28 | 1984.68 | 61050
X.00.2.2.1 | X.00.2.2.1.60.bb | Internal wall paint incl. sealer; exceeding 300mm | 97940 | 2241 | 2490 | 2822 | 7138 | 6308 | 1328 | 39946.24 | 1369.5 | 36520 | 3486 | 1626.8 | 1520.56 | 1809.4 | 3867.8 | 1577 | 448200 | 1603.56 | 514600 | 1015.92 | 2201.16 | 3652 | 3662.6882 | 1079 | 66400 | 2822 | 4425.56 | 39010 | 5122.76 | 3155.66 | 5585.9 | 107900 | 53618 | 763.6 | 4417.26 | 37350
X.00.2.2.1 | X.00.2.2.1.60.bc | Internal wall paint incl. primer/sealer; 300mm | 220660 | 5049 | 5610 | 6096.2 | 10472 | 12716 | 2992 | 89999.36 | 3403.4 | 104720 | 2580.6 | 3665.2 | 4125.22 | 3706.34 | 8314.02 | 2431 | 1309000 | 3612.84 | 1196800 | 3867.16 | 4996.64 | 11033 | 8070.431 | 2431 | 153340 | 6358 | 9652.94 | 90508 | 11541.64 | 5557.64 | 12585.1 | 243100 | 120802 | 3796.1 | 10068.08 | 84150
X.00.2.2.1 | X.00.2.2.1.60.ca | Antislip epoxy resin coating; self levelling screed 3mm | 2713200 | 47409.6 | 64260 | 52122 | 52836 | 85680 | 25704 | 1463328.72 | 51408 | 456960 | 45696 | 45696 | 86408.28 | 62189.4 | 87822 | 24990 | 23133600 | 53707.08 | 7411320 | 57448.44 | 54521.04 | 89964 | 44650.8325 | 15708 | 1256640 | 68544 | 100174.2 | 842520 | 324070.32 | 40983.6 | 115739.4 | 2142000 | 799680 | 58248.12 | 76555.08 | 714000
X.00.2.2.1 | X.00.2.2.1.60.cb | Achieve moisture content in floors prior to finish | 3427200 | 39270 | 57120 | 23990.4 | 72828 | 28560 | 38556 | 521848.32 | 27274.8 | 157080 | 22276.8 | 26418 | 25975.32 | 43268.4 | 22419.6 | 18564 | 13851600 | 23704.8 | 4583880 | 34486.2 | 17635.8 | 31416 | 38184.1602 | 15708 | 1456560 | 59976 | 46095.84 | 228480 | 98432.04 | 34172.04 | 143585.4 | 2356200 | 329868 | 23290.68 | 35343 | 749700
X.00.2.2.1 | X.00.2.2.1.60.cc | 2.5mm linoleum floor sheet; weld seams; primer | 249600 | 2720.64 | 2340 | 1723.8 | 7644 | 5928 | 2340 | 89950.38 | 3209.7 | 40560 | 1255.8 | 2496 | 3513.12 | 3919.5 | 3523.26 | 1521 | 795600 | 5015.4 | 319020 | 3495.18 | 1923.48 | 6162 | 2714.1103 | 1716 | 166920 | 4836 | 4212 | 31590 | 7588.425 | 2921.1 | 11017.5 | 319800 | 40248 | 1790.88 | 3722.94 | 54210
X.00.2.2.1 | X.00.2.2.1.60.da | 12.5mm plaster ceiling; to joists; filled skim coat | 213900 | 5201.49 | 3720 | 2287.8 | 6324 | 7905 | 2604 | 81961.83 | 5914.8 | 48360 | 2687.7 | 3534 | 2312.91 | 5658.12 | 4896.45 | 2464.5 | 1134600 | 3543.3 | 203670 | 4796.01 | 2467.29 | 7440 | 2542.4002 | 2232 | 102300 | 4929 | 3975.75 | 55335 | 11160 | 4867.62 | 11457.6 | 384090 | 82863 | 2636.55 | 3410.31 | 53010
X.00.2.2.1 | X.00.2.2.1.60.db | Painting incl. primer; undercoat; 2 finish coats | 67850 | 1667.5 | 977.5 | 2173.5 | 3565 | 3105 | 1150 | 41337.9 | 874 | 24150 | 2380.5 | 977.5 | 1053.4 | 1200.6 | 1521.45 | 690 | 310500 | 1214.4 | 274850 | 1255.8 | 535.9 | 2909.5 | 2593.2593 | 517.5 | 44850 | 1955 | 3060.15 | 26450 | 3548.9 | 1638.75 | 3869.75 | 58650 | 33350 | 791.2 | 937.25 | 19550
X.00.2.2.1 | X.00.2.2.1.60.ea | 120mm insulated roof system; hot dipped steel | 16254000 | 102183.48 | 147060 | 102942 | 187308 | 356040 | 139320 | 2854326.24 | 116100 | 1238400 | 169041.6 | 89784 | 96332.04 | 282587.4 | 216038.88 | 58050 | 46594800 | 199738.44 | 19597680 | 124939.08 | 78235.92 | 238392 | 173583.1843 | 69660 | 4024800 | 147060 | 150945.48 | 3106836 | 579453.2424 | 128576.88 | 643658.4 | 8901000 | 5524812 | 97926.48 | 125666.64 | 1687320
X.00.2.2.1 | X.00.2.2.1.60.eb | Polycarbonate rooflight units; 1 x 3.6m | 2210000 | 41904.2 | 29250 | 20280 | 32890 | 68900 | 15600 | 438685 | 23400 | 386100 | 31850 | 22750 | 25788.1 | 62467.6 | 63632.4 | 15665 | 6110000 | 8464.3 | 4726800 | 18488.6 | 13861.9 | 42900 | 22882.0179 | 10920 | 650000 | 36400 | 21127.6 | 305500 | 56802.7778 | 12000.3 | 57304 | 1690000 | 642720 | 16331.9 | 18941 | 341900
X.00.2.2.1 | X.00.2.2.1.71.aa | Galvanised steel hot/cold water pipe; insulation 75mm dia | 260000 | 5938 | 6530 | 3200 | 4460 | 16600 | 6500 | 128021 | 10500 | 34000 | 1700 | 4500 | 7986 | 11264 | 5415 | 6950 | 1610000 | 3359 | 1306000 | 6792 | 4936 | 6800 | 10016.0832 | 2650 | 160000 | 3366.3521 | 7732 | 155000 | 27840.25 | 5977 | 21775 | 310000 | 145000 | 2790 | 9119 | 63000
X.00.2.2.1 | X.00.2.2.1.71.ab | 200l hot water tanks incl. connections to services | 100000 | 3958.6 | 1720 | 2610 | 4217.32 | 5710 | 1800 | 76683.62 | 6300 | 8040 | 896 | 1300 | 1554.86 | 3451.16 | 1790.72 | 1565 | 1660000 | 6012 | 394000 | 876.6 | 880 | 4500 | 4500 | 830 | 44000 | 3700 | 4483.66 | 30000 | 7731.5 | 2302.74 | 5302.48 | 110000 | 67860 | 795.72 | 2070.9 | 35400
X.00.2.2.1 | X.00.2.2.1.71.ac | 5m3/h water treatment plant metering pump | 48000 | 581.06 | 2260 | 2450 | 1398.8 | 4580 | 500 | 9910.3 | 2660 | 13410 | 334 | 450 | 898.72 | 3169.44 | 7008.12 | 1900 | 780000 | 1495 | 182500 | 1008.41 | 396.78 | 1280 | 1350 | 400 | 45000 | 445 | 1230.31 | 9400 | 8280 | 2229.06 | 1272.6 | 359000 | 23850 | 454.3 | 2051.34 | 9000
X.00.2.2.1 | X.00.2.2.1.71.ad | PVCu drainage pipes; surface mounted 100mm dia | 90000 | 8271 | 1710 | 4509 | 1458 | 10620 | 2700 | 41255.1 | 6390 | 48600 | 1116 | 1440 | 2282.4 | 2223.9 | 2558.7 | 2412 | 585000 | 3118.5 | 423000 | 882.9 | 3174.3 | 2700 | 3517.5364 | 1350 | 121500 | 3600 | 5984.1 | 46350 | 9054 | 2583.9 | 4275 | 76500 | 35100 | 2161.8 | 7768.8 | 20700
X.00.2.2.1 | X.00.2.2.1.71.ae | White ceramic WC pan; plastic cistern; connections | 39000 | 733.74 | 2475 | 2265 | 1567.8 | 4425 | 960 | 25542.81 | 4050 | 29640 | 1092 | 930 | 1645.83 | 2608.08 | 910.08 | 510 | 462000 | 1245 | 257340 | 849.15 | 1029 | 2550 | 1013.2286 | 810 | 58800 | 1095 | 2258.91 | 43800 | 6300 | 1760.1 | 3288.75 | 144000 | 23910 | 876 | 1013.28 | 24000
X.00.2.2.1 | X.00.2.2.1.71.af | Wall mounted urinals; medium quality; connections | 20000 | 551.38 | 700 | 1020 | 668.8 | 3230 | 700 | 18007.82 | 2300 | 20120 | 421 | 570 | 1083.34 | 1312.54 | 1187.86 | 463 | 268000 | 636 | 94200 | 909.3 | 256.2 | 1780 | 572.8882 | 360 | 19600 | 690 | 1522.14 | 8400 | 3800 | 1100.74 | 1213.7 | 64000 | 33700 | 631.8 | 266.36 | 7100
X.00.2.2.1 | X.00.2.2.1.71.ag | White ceramic wash basins; pedestal; connections | 54000 | 712.53 | 1890 | 1635 | 1189.8 | 3255 | 750 | 33181.92 | 2100 | 23010 | 498 | 960 | 780.3 | 1897.08 | 1100.82 | 780 | 309000 | 1329 | 293700 | 1036.2 | 737.28 | 2250 | 1163.1788 | 750 | 40500 | 1500 | 2282.88 | 25200 | 2850 | 1341.09 | 2831.55 | 84000 | 22410 | 909.54 | 652.2 | 17250
X.00.2.2.1 | X.00.2.2.1.71.ah | Cubicle partitions; 19mm melamine-faced chipboard divisions and doors | 110000 | 2246.07 | 960 | 2650 | 2106.17 | 6140 | 2300 | 35993.42 | 4300 | 26820 | 465 | 1300 | 541.67 | 1895.97 | 2841.23 | 1250 | 370000 | 2098 | 271110 | 1842.33 | 351.24 | 1200 | 599.6296 | 630 | 42000 | 1700 | 1385.23 | 11500 | 5750.3714 | 925.06 | 2264.7 | 110000 | 25030 | 655.9 | 550.27 | 36180
X.00.2.2.1 | X.00.2.2.1.71.ai | Hand-held fire extinguishers (3kg CO2) | 41000 | 848.3 | 900 | 1075 | 830 | 2000 | 550 | 11236 | 1400 | 13050 | 595 | 350 | 409.1 | 327.75 | 967.5 | 612.5 | 262000 | 375 | 84650 | 307.4 | 224 | 500 | 297.6808 | 350 | 15500 | 800 | 1503.6 | 7000 | 1549.975 | 467.35 | 1119.5 | 95000 | 9400 | 420.2 | 337.4 | 11500
X.00.2.2.1 | X.00.2.2.1.72.aa | District steam heat exchangers; incl. connections | 600000 | 39244.16 | 12650 | 18100 | 12606.7 | 30750 | 1100 | 390747.49 | 35000 | 135870 | 16890 | 10500 | 18267.5 | 36693.43 | 25000 | 9200 | 5200000 | 17500 | 2633100 | 22214.33 | 14012 | 23600 | 17850 | 19000 | 388000 | 20257.9884 | 15890.52 | 300000 | 81641.2445 | 12060.12 | 21602 | 657000 | 448030 | 1650 | 10899 | 144500
X.00.2.2.1 | X.00.2.2.1.72.ab | Local heating substation; incl. connections | 2100000 | 26852.81 | 26300 | 35000 | 52200 | 55000 | 20000 | 330029.89 | 44000 | 191480 | 27300 | 21850 | 37000 | 60008.07 | 45000 | 14600 | 10300000 | 30850 | 5516900 | 30500 | 22214 | 56200 | 26650 | 27000 | 740000 | 23540 | 33661.44 | 400000 | 75710 | 31317.18 | 72995 | 1180000 | 333810 | 27500 | 22521.3 | 600000
X.00.2.2.1 | X.00.2.2.1.72.ac | Air heaters suspended from roof trusses; incl. inlet | 2960000 | 49538.16 | 45040 | 46400 | 92800 | 80000 | 16000 | 658868.16 | 52000 | 336400 | 42400 | 28000 | 43123.2 | 49747.92 | 49760 | 20000 | 14400000 | 62400 | 8558160 | 28500.32 | 41024 | 57200 | 41200 | 18800 | 1064000 | 35424 | 66830.64 | 736000 | 123396 | 36856.24 | 123459.2 | 2880000 | 704400 | 31840 | 24815.44 | 1054400
X.00.2.2.1 | X.00.2.2.1.72.ad | Frost protection system; incl. sensor; valve; wiring | 1144000 | 14467.12 | 11360 | 2920 | 12960 | 14000 | 6400 | 78256.16 | 19840 | 33680 | 11200 | 9600 | 1412.16 | 15960.08 | 15720 | 5560 | 3328000 | 4536 | 2484000 | 6706.64 | 7688 | 2440 | 14800 | 10800 | 608000 | 3911.8874 | 6673.6 | 148800 | 25091.2859 | 6849.52 | 35683.2 | 672000 | 146640 | 7440 | 5362.16 | 250400
X.00.2.2.1 | X.00.2.2.1.72.ae | Extractor fans; throughput 7000m3/h | 1280000 | 45184.48 | 25600 | 27600 | 40800 | 37200 | 9600 | 411507.68 | 27200 | 201680 | 20000 | 8000 | 14604.08 | 43834.88 | 44800 | 12400 | 7600000 | 13480 | 2635760 | 16154.4 | 19424 | 34800 | 22800 | 12800 | 592000 | 17808 | 28797.92 | 424000 | 55249.7455 | 16199.68 | 56670.4 | 1040000 | 305920 | 12640 | 15700.88 | 483200
X.00.2.2.1 | X.00.2.2.1.72.af | Factory painted fluted steel radiators; TMVs | 280000 | 6181.6 | 5300 | 4650 | 5568 | 18000 | 3000 | 102513.9 | 15800 | 86200 | 3600 | 3500 | 5672.9 | 7249.4 | 9548.1 | 3850 | 1140000 | 13290 | 329000 | 1189.7 | 4316.5 | 7800 | 7600 | 2800 | 145000 | 5588.4106 | 6131.7 | 90000 | 9421.5 | 5352.8 | 8818 | 840000 | 74100 | 4905 | 1996.2 | 52700
X.00.2.2.1 | X.00.2.2.1.72.ba | Black steel heating pipe; incl. painting; 100mm dia | 1800000 | 30183 | 34500 | 40500 | 32640 | 57000 | 26400 | 538302 | 42000 | 324000 | 20400 | 16500 | 21408 | 38673 | 23682 | 12000 | 7650000 | 26595 | 6270000 | 23304 | 14502 | 36000 | 24489.675 | 8700 | 552000 | 24000 | 47184 | 444000 | 60372 | 17268 | 64965 | 930000 | 315000 | 14715 | 20223 | 402000
X.00.2.2.1 | X.00.2.2.1.72.ca | 40mm mineral fibre heat insulation; 100mm dia pipe | 720000 | 12267 | 13500 | 10200 | 4860 | 14100 | 10500 | 34509 | 15600 | 102000 | 9000 | 6000 | 2790 | 7680 | 7488 | 3450 | 1710000 | 8025 | 1503000 | 13482 | 5445 | 7950 | 6135.7265 | 3900 | 432000 | 11100 | 11346 | 180000 | 26814 | 8844 | 10815 | 255000 | 144000 | 8598 | 2745 | 103500
X.00.2.2.1 | X.00.2.2.1.72.cb | Circulating pumps; 70mm cut-off valve; expansion | 440000 | 2818.95 | 3900 | 890 | 2012.2 | 3950 | 1310 | 47710 | 1350 | 29600 | 895 | 1780 | 1832.44 | 2158.44 | 3763 | 1765 | 500000 | 1041.25 | 213130 | 1886.42 | 2177 | 460 | 1990 | 850 | 27000 | 4450 | 1305.23 | 28500 | 11962.4912 | 2088.33 | 3860.1 | 118000 | 52380 | 909.25 | 638.56 | 113000
X.00.2.2.1 | X.00.2.2.1.72.cc | Expansion chambers; volume 900l; incl. accessories | 265000 | 3082.13 | 1900 | 2650 | 1569.36 | 12600 | 1950 | 64741.21 | 1850 | 28070 | 1330 | 2150 | 2022.91 | 6124.2 | 4370 | 1600 | 710000 | 2238 | 459900 | 2591.28 | 1747 | 3050 | 3850 | 1150 | 91000 | 2150 | 3870.56 | 66000 | 12557.5739 | 3629.19 | 13486.15 | 95000 | 113220 | 1158.1 | 1453.26 | 63000
X.00.2.2.1 | X.00.2.2.1.72.cd | Outside temp controlled regulator; incl. connections | 42000 | 3815.05 | 5300 | 5750 | 2987.72 | 7500 | 3100 | 23924.55 | 660 | 45070 | 1042 | 950 | 476.3 | 2981.05 | 3692.48 | 1765 | 354000 | 3279 | 236100 | 1956.71 | 1577 | 302 | 2980 | 1310 | 37500 | 1425 | 2660.86 | 59000 | 11016.8397 | 2008.05 | 3353.2 | 59000 | 89540 | 558.9 | 260.29 | 68000
X.00.2.2.1 | X.00.2.2.1.80.aa | Supply cell; bar set 250A; switches; earth | 270000 | 3311.8 | 13800 | 2850 | 3628.24 | 16000 | 9500 | 27243.91 | 13800 | 105050 | 8770 | 4650 | 8375.95 | 12982.41 | 10161.76 | 3370 | 1750000 | 3652.9 | 1114910 | 3168.84 | 2517 | 8600 | 6415.7651 | 6000 | 276000 | 11000 | 10960.53 | 142000 | 59103.2175 | 2969.77 | 14608.7 | 238000 | 172050 | 7489 | 2941.29 | 78000
X.00.2.2.1 | X.00.2.2.1.80.ab | Metering cell; bar set 250A; fuses; transformers | 970000 | 3173.08 | 8500 | 5600 | 4864.13 | 14500 | 9900 | 30644.49 | 8555 | 82740 | 7350 | 7500 | 7719.98 | 13763.42 | 9710.53 | 3150 | 1750000 | 3652.9 | 591200 | 5978.05 | 2604 | 7500 | 3266.35 | 6000 | 400000 | 10740.0906 | 7957.33 | 69000 | 53902.1344 | 4153.96 | 10405 | 118000 | 185410 | 5948 | 1739.78 | 68000
X.00.2.2.1 | X.00.2.2.1.80.ac | Transmission cell; bar set 250A; switches and transformers | 450000 | 3292.96 | 11800 | 4200 | 4012.8 | 10000 | 8700 | 34182.7 | 8520 | 82740 | 6050 | 6880 | 1824.44 | 12016.26 | 10759.04 | 2850 | 1650000 | 3652.9 | 536100 | 10607.99 | 1857 | 3500 | 3590.9133 | 2650 | 158000 | 8331.2823 | 7227.59 | 68000 | 47124.9654 | 5694.08 | 8985.2 | 165000 | 133930 | 4840 | 2104.93 | 71600
X.00.2.2.1 | X.00.2.2.1.80.ad | Protective cell; bar set 250A; switches; fuses | 670000 | 3099.28 | 11800 | 4200 | 3228.8 | 10000 | 8400 | 35750.88 | 6800 | 52530 | 5850 | 6500 | 6665 | 11311.67 | 11875.73 | 2900 | 840000 | 3652.9 | 423100 | 6943.32 | 2152 | 6000 | 3735.931 | 5500 | 120000 | 8695.1677 | 8256.3 | 30000 | 47124.9654 | 9128.83 | 7915 | 180000 | 151090 | 4446 | 1905.78 | 71700
X.00.2.2.1 | X.00.2.2.1.80.ae | standby cell (bar set 250A) | 690000 | 3313.6 | 2900 | 2950 | 2666 | 8500 | 4400 | 15866.06 | 2600 | 22140 | 3400 | 2550 | 2206.63 | 10512.41 | 4692.57 | 6150 | 400000 | 3652.9 | 253110 | 1869.54 | 1608 | 3350 | 2062.0129 | 3410 | 146000 | 1692.4901 | 5589.81 | 106000 | 14972.8151 | 8891.73 | 4631.5 | 84000 | 75550 | 2786 | 11346.02 | 35000
X.00.2.2.1 | X.00.2.2.1.80.af | Transformers 500 kVA; fittings; cabling; boxes | 1600000 | 27391.95 | 27320 | 19000 | 29400 | 37000 | 13100 | 561075.7 | 40800 | 192620 | 14300 | 18500 | 20994.98 | 19158.07 | 45500 | 11300 | 6900000 | 24790 | 2779190 | 18703.5 | 16094 | 19800 | 24500 | 12500 | 861000 | 12932 | 26232.5 | 360000 | 101474 | 28061.98 | 66010 | 2000000 | 240170 | 18090 | 15201.18 | 590000
X.00.2.2.1 | X.00.2.2.1.80.ag | Principal low voltage distribution unit; connections | 1580000 | 38180.51 | 19350 | 23000 | 18400 | 59000 | 17200 | 412378.42 | 52000 | 302460 | 15503 | 18500 | 21084.64 | 41744.06 | 20000 | 8650 | 7200000 | 21335 | 4129030 | 25289 | 9952 | 33600 | 17900 | 18500 | 404000 | 22260 | 44591.68 | 528000 | 61246 | 15727.74 | 68848.5 | 800000 | 578480 | 18293 | 11366.72 | 255000
X.00.2.2.1 | X.00.2.2.1.80.ah | Automatic correction equipment; batteries; fittings | 1200000 | 25852.5 | 8350 | 4250 | 8800 | 31000 | 8300 | 359609.62 | 29400 | 137480 | 12550 | 10680 | 6975.18 | 26273.56 | 18077.15 | 4230 | 3900000 | 3652.9 | 2159110 | 11875.02 | 5322 | 16000 | 8527.5554 | 6800 | 325000 | 5588.4106 | 17812.63 | 300000 | 27423.8929 | 10514.83 | 33800 | 470000 | 172050 | 8665 | 2847.6 | 204000
X.00.2.2.1 | X.00.2.2.1.80.ai | Steel meter cabinet with meters; cabling; fittings | 640000 | 5112.33 | 7450 | 2500 | 3660 | 15500 | 3000 | 236156.68 | 2590 | 105050 | 5500 | 4150 | 4882.24 | 14107.95 | 2359.36 | 3150 | 1400000 | 3652.9 | 991150 | 2338.68 | 3453 | 3300 | 5765.3144 | 5300 | 78000 | 5343.9176 | 4582.14 | 133000 | 14342.3808 | 7707.69 | 30154 | 105000 | 142510 | 3517 | 1431.57 | 136000
X.00.2.2.1 | X.00.2.2.1.80.aj | Sheet steel distribution cabinets; 2.2 x 0.8 x 2.5m | 1720000 | 65877.24 | 32000 | 50000 | 51200 | 60000 | 33200 | 818242.16 | 56000 | 423920 | 29200 | 28800 | 28055.32 | 48496.2 | 34971.84 | 16722 | 10800000 | 31200 | 7340000 | 32800 | 28368 | 44000 | 44040 | 20000 | 640000 | 27560 | 51588.24 | 516000 | 69608 | 35667 | 79300 | 1520000 | 377960 | 29764 | 23283.6 | 560000
X.00.2.2.1 | X.00.2.2.1.80.ak | Sheet steel distribution cabinet; controls; switch | 970000 | 6718.86 | 4950 | 2850 | 3450 | 8700 | 2350 | 25259.12 | 6640 | 110260 | 6950 | 3100 | 5423.75 | 7764.78 | 9013.73 | 3000 | 1900000 | 5238 | 821500 | 4825 | 6005 | 6900 | 7840.5437 | 2600 | 62000 | 4000 | 13005.41 | 133000 | 16233.6837 | 11276.21 | 13815.3 | 100000 | 63950 | 5230 | 3369.1 | 122500
X.00.2.2.1 | X.00.2.2.1.80.ba | Fittings; Cable 7 x 1.5mm2 | 416000 | 8723 | 2795 | 2990 | 3640 | 2210 | 1950 | 98845.5 | 6695 | 58500 | 5980 | 1625 | 8105.5 | 3620.5 | 2983.5 | 3575 | 1300000 | 6617 | 975000 | 4836 | 6077.5 | 6695 | 4663.7414 | 1722.5 | 377000 | 7871.5 | 8814 | 84500 | 7527 | 3152.5 | 17647.5 | 975000 | 81250 | 2171 | 2405 | 55250
X.00.2.2.1 | X.00.2.2.1.80.bb | Fittings; NYM cabling; 5 x 16 mm2; incl. cable grips | 375000 | 3355 | 4225 | 2550 | 12200 | 23250 | 7000 | 87167.5 | 15175 | 97500 | 6525 | 3000 | 5927.5 | 5760 | 8552.5 | 7125 | 1350000 | 4420 | 1382500 | 6742.5 | 2865 | 9000 | 7379.395 | 2500 | 275000 | 11500 | 2022.5 | 70000 | 21282.5 | 4830 | 22875 | 775000 | 127500 | 3495 | 3717.5 | 86250
X.00.2.2.1 | X.00.2.2.1.80.bc | Fittings; prefab electrical circuits; conductors; earth | 176000 | 1087.6 | 1728 | 2756 | 1880.8 | 9200 | 3960 | 30944.8 | 2840 | 62400 | 1064 | 1600 | 1446 | 3694.4 | 1360 | 1300 | 444000 | 1634 | 288000 | 2461.2 | 702 | 2800 | 1170.0748 | 800 | 40000 | 2200 | 3162.4 | 61600 | 5369.6 | 2654 | 4594 | 312000 | 48400 | 822 | 2301.2 | 200000
X.00.2.2.1 | X.00.2.2.1.80.bd | Fittings: Couplers (junction boxes): cartridges | 4200 | 47.98 | 41.92 | 176 | 457.6 | 510 | 172 | 15374.62 | 560 | 4520 | 600 | 70 | 270 | 678.08 | 259.5 | 62 | 137400 | 59.9 | 10920 | 333.16 | 161.48 | 420 | 28.616 | 110 | 8080 | 251 | 534.6 | 3640 | 542.1735 | 334.12 | 267.1 | 23600 | 8100 | 287.8 | 59.4 | 1600
X.00.2.2.1 | X.00.2.2.1.80.be | Fittings; Power supply box (output): rating 100A | 645000 | 431.65 | 2079.25 | 770 | 13062 | 2250 | 495 | 27280.15 | 3350 | 15900 | 2250 | 400 | 1785 | 1403.05 | 1301.3 | 582.5 | 367000 | 725 | 60050 | 1198 | 1573.5 | 1615 | 1873.8809 | 675 | 21000 | 1084.8169 | 1183.3 | 32000 | 3798.3668 | 2135.25 | 6485 | 85000 | 25300 | 1290.95 | 274.65 | 20900
X.00.2.2.1 | X.00.2.2.1.80.ca | Lighting; fluorescent ceiling light length 2m 380V | 924000 | 15621.76 | 12320 | 10340 | 7330.4 | 16060 | 8140 | 129549.64 | 19360 | 84040 | 14520 | 4620 | 8602 | 9232.96 | 12943.92 | 7040 | 2464000 | 9059.6 | 1616120 | 12954.92 | 3076.04 | 14520 | 6150.4193 | 3520 | 224400 | 3339.6 | 17501 | 123200 | 5741.4634 | 11329.56 | 11519.2 | 660000 | 211200 | 3612.4 | 7750.16 | 198000
X.00.2.2.1 | X.00.2.2.1.80.da | Fittings; sockets; 16A; 250V surface mount | 134400 | 2231.04 | 852.6 | 1659 | 1600.2 | 1050 | 840 | 13145.58 | 3570 | 17640 | 798 | 420 | 2398.62 | 2883.3 | 658.14 | 420 | 214200 | 3383.1 | 184800 | 1953.84 | 301.14 | 2730 | 458.2558 | 672 | 32760 | 2730 | 2088.66 | 13356 | 1637.58 | 2071.44 | 2079 | 189000 | 28560 | 450.66 | 783.72 | 13230
X.00.2.2.1 | X.00.2.2.1.80.db | Switches; push button; 16A surface mounted | 28800 | 268.56 | 102 | 384 | 442.8 | 456 | 564 | 2049.6 | 1020 | 7440 | 99.6 | 120 | 460.56 | 792.48 | 275.16 | 102 | 69600 | 960 | 66720 | 310.2 | 86.04 | 624 | 149.9897 | 120 | 4320 | 400.2899 | 535.56 | 1836 | 515.88 | 312.72 | 513 | 37200 | 12120 | 169.2 | 413.52 | 1920
X.00.2.2.2 | X.00.2.2.2.10.aa | Excavate foundations; 1m deep; load on stockpile; 100m | 571880 | 16717.63 | 11092.5 | 4856.05 | 23171 | 7888 | 3944 | 236640 | 17501.5 | 69020 | 4338.4 | 4239.8 | 5999.81 | 6650.57 | 24457.73 | 5176.5 | 3549600 | 7197.8 | 586670 | 2987.58 | 3317.89 | 16564.8 | 5874.8444 | 2958 | 184875 | 19720 | 4165.85 | 102051 | 17861.39 | 8484.53 | 22431.5 | 493000 | 152830 | 3071.39 | 10988.97 | 170085
X.00.2.2.2 | X.00.2.2.2.10.ab | Granular material; type B (20-40mm); 150mm thick as sub-base | 480570 | 5755.22 | 4980 | 5478 | 12118 | 12616 | 4648 | 253980 | 8632 | 64740 | 7768.8 | 5810 | 9526.74 | 6586.88 | 6059 | 5810 | 1826000 | 5931.18 | 818380 | 9164.86 | 8057.64 | 4681.2 | 8143.296 | 5810 | 265600 | 4980 | 8847.8 | 99600 | 41676.375 | 5667.24 | 41690.9 | 531200 | 84660 | 4508.56 | 10033.04 | 169320
X.00.2.2.2 | X.00.2.2.2.10.ac | Spread and level 50mm layer of sand as blinding to sub-base | 205128 | 4749.36 | 1980 | 2178 | 3267 | 6600 | 1650 | 102762 | 4270.2 | 15180 | 2343 | 2277 | 2218.26 | 2335.74 | 1110.78 | 1834.8 | 858000 | 5088.6 | 508200 | 2281.62 | 3907.2 | 3234 | 1878.9969 | 2310 | 118800 | 1980 | 5475.36 | 52800 | 9702 | 2531.1 | 15354.9 | 105600 | 52800 | 2065.14 | 3637.92 | 15881.58
X.00.2.2.2 | X.00.2.2.2.10.ad | Disposal of uncontaminated spoil; loading and transport; distance 5km | 438770 | 16801.44 | 7395 | 3993.3 | 20706 | 12818 | 3451 | 169099 | 17649.4 | 69020 | 3303.1 | 4683.5 | 12351.4741 | 6763.96 | 10806.56 | 3648.2 | 3352400 | 16229.56 | 1577600 | 5201.15 | 4964.51 | 16219.7 | 4806.6908 | 2465 | 266220 | 10846 | 5600.48 | 128180 | 23664 | 4269.38 | 16466.2 | 419050 | 170085 | 2514.3 | 16283.79 | 123250
X.00.2.2.2 | X.00.2.2.2.10.ae | Excavation of foul and surface water drainage; 450mm wide; 1m deep | 22200 | 494.4 | 440 | 478 | 620 | 400 | 240 | 9700 | 696 | 4400 | 194 | 312 | 153.18 | 330.8 | 459.18 | 100 | 100000 | 533.8 | 22800 | 378.6 | 91.6 | 546 | 292.4964 | 240 | 6800 | 840 | 283 | 4840 | 724.6 | 331 | 782 | 24000 | 5500 | 116 | 362.4 | 3400
X.00.2.2.2 | X.00.2.2.2.20.aa | Trench fill foundation in C20/25 concrete; incl. steel reinforcement | 2511000 | 39046.86 | 48600 | 23085 | 55242 | 44550 | 25515 | 586845 | 53460 | 289980 | 34481.376 | 23895 | 22526.1 | 44535.42 | 51338.61 | 15835.5 | 11064600 | 28936.44 | 8605440 | 34506 | 36289.62 | 30213 | 52500.3444 | 18630 | 1202850 | 44145 | 50180.31 | 599400 | 146666.7 | 24713.1 | 130033.35 | 2916000 | 619812 | 24241.68 | 30039.66 | 417960
X.00.2.2.2 | X.00.2.2.2.20.ab | Ground floor slab in C25/30 concrete; incl. steel reinf | 5814000 | 93001.77 | 102600 | 55575 | 123291 | 132525 | 51300 | 1301310 | 95247 | 817380 | 74733.498 | 48735 | 76867.92 | 110573.73 | 59138.64 | 38646 | 25650000 | 62750.16 | 12761730 | 80883 | 79728.75 | 69255 | 98649.6538 | 44460 | 2872800 | 113715 | 91466.19 | 1573200 | 307201.5 | 59555.88 | 309364.65 | 7455600 | 1492488 | 52768.89 | 69155.82 | 991800
X.00.2.2.2 | X.00.2.2.2.20.ac | Filling cavity of hollow walls in C12/15 concrete; n.e. 150mm wide | 64000 | 988.84 | 560 | 540 | 712 | 1600 | 380 | 20380 | 2268 | 7760 | 1547.6 | 480 | 417.76 | 901.16 | 787.96 | 320 | 248000 | 473.72 | 157480 | 1844 | 1759.56 | 1400 | 1995.966 | 600 | 22400 | 860 | 1713 | 13200 | 1920 | 388.32 | 2613.8 | 46000 | 11244 | 500.88 | 551.36 | 11800
X.00.2.2.2 | X.00.2.2.2.20.ad | 1200G polythene DPM laid on sand blinding | 1038400 | 4387.24 | 11682 | 2401.3 | 15576 | 8437 | 3245 | 382910 | 4413.2 | 116820 | 11351.01 | 4543 | 4608.4192 | 12954.04 | 5490.54 | 4543 | 4543000 | 5049.22 | 1414820 | 7476.48 | 2972.42 | 5192 | 3316.39 | 3894 | 285560 | 24013 | 14083.3 | 77880 | 16069.24 | 16523.54 | 19859.4 | 584100 | 58410 | 5711.2 | 7619.26 | 157239.72
X.00.2.2.2 | X.00.2.2.2.20.ae | XPS insulation; 150mm thick laid horizontally over 300mm wide | 2971920 | 52690.68 | 73080 | 34834.8 | 79170 | 74298 | 34104 | 1693020 | 52374 | 243600 | 32664.324 | 35931 | 58987.74 | 31241.7 | 24725.4 | 30450 | 12180000 | 44907.66 | 5481000 | 59901.24 | 27880.02 | 45675 | 36099.084 | 28014 | 1827000 | 51156 | 67574.64 | 609000 | 155904 | 40206.18 | 145124.7 | 3045000 | 647976 | 38963.82 | 42167.16 | 1557188.64
X.00.2.2.2 | X.00.2.2.2.20.af | XPS insulation; 25mm thick fixed vertically n.e. 300mm wide | 401500 | 2076.12 | 2555 | 3066 | 5402 | 2628 | 657 | 72270 | 1985.6 | 14600 | 1222.604 | 1533 | 1493.58 | 2395.86 | 1005.94 | 1241 | 788400 | 1737.4 | 224840 | 2292.2 | 683.28 | 2365.2 | 1074.3264 | 1022 | 61320 | 1095 | 2676.18 | 13724 | 7270.8 | 2403.16 | 7964.3 | 87600 | 13870 | 649.7 | 2328.7 | 29200
X.00.2.2.2 | X.00.2.2.2.20.ag | Precast hollow core concrete units; 250mm thick ; ends filled with concrete | 20596800 | 406970.7 | 606870 | 217002 | 375156 | 570090 | 239070 | 7679664 | 581124 | 3273420 | 211485 | 312630 | 258453.06 | 355993.62 | 322597.38 | 367800 | 169188000 | 241166.46 | 74038140 | 356986.68 | 228624.48 | 404580 | 301441.57 | 183900 | 13240800 | 294240 | 394980.42 | 6215820 | 753990 | 250876.38 | 2266383.6 | 48917400 | 4546008 | 392258.7 | 419806.92 | 8091600
X.00.2.2.2 | X.00.2.2.2.20.ah | Concrete topping layer 65mm thick of C25/30 strength | 4928520 | 85292.82 | 117696 | 37147.8 | 125052 | 139764 | 36780 | 1824288 | 133143.6 | 625260 | 67307.4 | 57009 | 69918.78 | 104234.52 | 64512.12 | 51492 | 22068000 | 34573.2 | 19309500 | 53367.78 | 61680.06 | 69882 | 75533.0872 | 73560 | 3586050 | 91950 | 121153.32 | 1581540 | 147912.609 | 51528.78 | 220863.9 | 4413600 | 1430742 | 35014.56 | 37883.4 | 1103400
X.00.2.2.2 | X.00.2.2.2.20.ai | Precast concrete staircase; half landing; 26 riser; 3.95m total rise | 1720000 | 38076.6 | 14000 | 18600 | 24800 | 37200 | 20800 | 695320 | 41600 | 521400 | 19800 | 11200 | 7948.8 | 44470.2 | 24868.624 | 9040 | 7600000 | 22753.72 | 5898800 | 26220 | 17440 | 42800 | 17813.46 | 17200 | 370000 | 28080 | 40090.84 | 516000 | 40016 | 14944 | 43184 | 940000 | 477472 | 11330.72 | 10723.64 | 388000
X.00.2.2.2 | X.00.2.2.2.20.aj | Precast concrete staircase; two-quarter landing; 26 riser; 3.95m total rise | 1170000 | 34799.58 | 10500 | 5475 | 18600 | 37800 | 14400 | 606000 | 38100 | 391050 | 14850 | 10800 | 6460.2 | 44270.97 | 25610.94 | 7650 | 5580000 | 17065.29 | 5932920 | 21600 | 12615 | 31200 | 13360.095 | 12900 | 399000 | 21060 | 33071.01 | 480000 | 30012 | 13479.72 | 35060.85 | 774000 | 397797 | 10071 | 8451.51 | 291000
X.00.2.2.2 | X.00.2.2.2.30.aa | 100mm block out; facing brick where exposed; 140mm block in; 100mm cav | 297660 | 10442.52 | 1980 | 9372 | 10626 | 15180 | 6864 | 172920 | 10164 | 50820 | 4870.8 | 5940 | 9321.84 | 12699.06 | 14696.352 | 3333 | 1188000 | 6815.82 | 1183380 | 7475.82 | 6299.7 | 12540 | 2206.0177 | 2508 | 217800 | 3894 | 9026.82 | 165000 | 14487 | 2903.34 | 27597.9 | 231000 | 121902 | 3144.24 | 9056.52 | 68804.34
X.00.2.2.2 | X.00.2.2.2.30.ab | Hyload pitch polymer horizontal DPC; not exceeding 225mm wide | 60800 | 1329.24 | 760 | 969 | 2736 | 1330 | 570 | 33706 | 1759.4 | 9120 | 345.8 | 798 | 1133.92 | 958.74 | 841.32 | 638.4 | 285000 | 378.1 | 193040 | 986.86 | 672.98 | 779 | 614.5797 | 760 | 27740 | 703 | 1547.36 | 18240 | 5130 | 297.16 | 2945 | 57000 | 4256 | 1410.56 | 693.12 | 41420
X.00.2.2.2 | X.00.2.2.2.30.ac | 100mm facing brick out; 140mm block in; 100mm cav inc 75mm min wool | 4084300 | 163785.6 | 64625 | 108570 | 114257 | 232650.1654 | 59972 | 2450580 | 217140 | 1432090 | 57180.2 | 50407.5 | 67334.08 | 160895.57 | 101311.32 | 33605 | 21197000 | 61952.11 | 29774030 | 105969.49 | 43014.4 | 191290 | 64662.4101 | 31020 | 2068000 | 62040 | 171380.33 | 1964600 | 288878.92 | 41060.14 | 251468.8 | 4756400 | 1764521 | 38573.37 | 90381.94 | 884767.95
X.00.2.2.2 | X.00.2.2.2.30.ad | Composite wall 90mm thick outer leaf; 140mm block inner; 100mm cavity | 1949700 | 47243.85 | 37830 | 53835 | 84681 | 133860 | 36084 | 689670 | 97485 | 823530 | 30031.2 | 29827.5 | 64276.08 | 87265.08 | 76151.79 | 16005 | 11640000 | 44752.89 | 16907100 | 60920.85 | 33822.93 | 58200 | 48632.662 | 13095 | 814800 | 33465 | 79571.04 | 916650 | 167529.0201 | 31006.05 | 149268.45 | 2415300 | 891493.05 | 21647.49 | 45881.97 | 989400
X.00.2.2.2 | X.00.2.2.2.30.ae | Internal partition walls of 100mm block | 1696000 | 75777.28 | 33920 | 35616 | 72588.8 | 101760 | 35616 | 814080 | 100064 | 661440 | 64108.8 | 31800 | 19580.32 | 85342.72 | 37490.08 | 18656 | 12296000 | 29841.12 | 9294080 | 42238.88 | 23133.44 | 80560 | 31086.9507 | 29680 | 814080 | 36464 | 63074.24 | 975200 | 71163.312 | 15679.52 | 118423.2 | 2628800 | 973504 | 28246.88 | 31816.96 | 305610.72
X.00.2.2.2 | X.00.2.2.2.30.af | Partition walls; 105mm facing brickwork bonded to and including blockwork | 185500 | 4963.45 | 2650 | 2067 | 9169 | 13250 | 4505 | 134090 | 3556.3 | 60950 | 4070.4 | 3604 | 2712.01 | 6933.99 | 4466.31 | 2517.5 | 1325000 | 7484.66 | 554910 | 5195.06 | 1639.82 | 5565 | 1937.2199 | 1855 | 78440 | 2438 | 8073.49 | 121900 | 8952.707 | 2650.53 | 9646 | 190800 | 118720 | 1941.92 | 2827.55 | 23850
X.00.2.2.2 | X.00.2.2.2.30.ag | Lift shaft walls of 215mm 7KN concrete blockwork | 1165800 | 21016.56 | 33165 | 7839 | 30351 | 38190 | 14070 | 459285 | 32361 | 303510 | 18492 | 10050 | 11911.26 | 29267.61 | 39791.97 | 5226 | 6773700 | 10126.38 | 4787820 | 18104.07 | 14293.11 | 21507 | 26873.306 | 9045 | 1366800 | 6432 | 29404.29 | 361800 | 33289.62 | 7607.85 | 55948.35 | 824100 | 258888 | 7547.55 | 13316.25 | 180900
X.00.2.2.2 | X.00.2.2.2.30.ah | Close cavity not exceeding 100mm wide between skins of hollow wall at ends | 223100 | 4795.68 | 3395 | 7566 | 16878 | 5820 | 3686 | 72944 | 6770.6 | 27160 | 3705.4 | 3298 | 2589.9 | 7587.34 | 3569.6 | 2619 | 1261000 | 2413.36 | 543200 | 6838.5 | 2783.9 | 3045.8 | 2936.2623 | 1940 | 263840 | 1261 | 7957.88 | 23280 | 27803.6726 | 2225.18 | 13007.7 | 232800 | 85554 | 1410.38 | 1614.08 | 29843.02
X.00.2.2.2 | X.00.2.2.2.30.ai | Close cavity not exceeding 100mm wide at top of hollow wall | 100000 | 1483.2 | 1400 | 2160 | 5440 | 2800 | 1520 | 35680 | 1168 | 11200 | 952 | 1480 | 1016 | 3128.8 | 1472 | 1160 | 576000 | 995.2 | 224000 | 1400 | 1052.8 | 1824 | 1487.9298 | 800 | 130400 | 2000 | 2668.8 | 24000 | 6328 | 1285.6 | 3920 | 92000 | 9840 | 698.4 | 654.4 | 8300
X.00.2.2.2 | X.00.2.2.2.30.aj | DPC; over 300mm wide | 50400 | 2336.46 | 1155 | 999.6 | 3024 | 1470 | 630 | 42420 | 2142 | 17640 | 844.2 | 722.4 | 874.02 | 1059.66 | 654.78 | 756 | 289800 | 522.48 | 66360 | 1388.1 | 744.24 | 1213.8 | 730.2177 | 1260 | 73080 | 525 | 907.62 | 25200 | 2689.5582 | 703.08 | 2715.3 | 84000 | 7476 | 1870.68 | 697.2 | 45780
X.00.2.2.2 | X.00.2.2.2.30.ak | Prestressed reinforced concrete lintel; 100 x 225mm high; 2700mm long | 25769.0924 | 1014.1 | 390 | 255 | 1155 | 1850 | 675 | 9840 | 970 | 18050 | 250 | 1325 | 309.69 | 1442.4 | 700.5 | 400 | 125000 | 450.35 | 167200 | 963.9 | 546.95 | 675 | 485.8646 | 325 | 20850 | 1122 | 1017.25 | 10000 | 1604.2188 | 193 | 1718.25 | 17000 | 13815 | 802.5 | 259.25 | 13250
X.00.2.2.2 | X.00.2.2.2.30.al | Prestressed reinforced concrete lintel; 100 x 225mm high; 5300mm long | 101167.5479 | 3981.4 | 1350 | 1550 | 4050 | 7300 | 2650 | 38500 | 3750 | 66100 | 950 | 6540 | 1215.82 | 6229 | 2750.1 | 1350 | 360000 | 1768.1 | 656400 | 3784.2 | 4606.9 | 2800 | 1907.4684 | 1100 | 61700 | 4488 | 3993.8 | 39200 | 6316.5625 | 757.7 | 6742.5 | 67000 | 45840 | 3365.5 | 895 | 53000
X.00.2.2.2 | X.00.2.2.2.30.am | Prestressed reinforced concrete lintel; 140 x 225mm high; 2700mm long | 30570.5974 | 1014.1 | 390 | 325 | 1175 | 2325 | 950 | 13775 | 1070 | 24050 | 350 | 1660 | 363.42 | 1656.85 | 980.7 | 467.5 | 135000 | 659.85 | 192950 | 1349.45 | 437.75 | 900 | 680.2104 | 325 | 17250 | 1122 | 895.95 | 14000 | 2145.9062 | 270.3 | 2404.5 | 23500 | 19900 | 945 | 633.75 | 17250
X.00.2.2.2 | X.00.2.2.2.30.an | Prestressed reinforced concrete lintel; 140 x 225mm high; 5300mm long | 120017.9009 | 3981.4 | 1350 | 1650 | 4740 | 10250 | 3750 | 53830 | 4000 | 96300 | 1350 | 9010 | 1426.76 | 7889.9 | 3850.2 | 1475 | 542000 | 2590.4 | 757400 | 5297.88 | 5260.9 | 3600 | 2670.4557 | 1100 | 65600 | 4284 | 3517.4 | 55000 | 8443.1875 | 1084.4 | 9437.5 | 93500 | 71380 | 3701 | 2393 | 69000
X.00.2.2.2 | X.00.2.2.2.30.ao | Prestressed reinforced concrete lintel; 100 x 150mm high; 1200mm long | 55754.7212 | 1688.1 | 1650 | 1770 | 2940 | 3600 | 1200 | 32700 | 2610 | 32400 | 1140 | 2415 | 969.12 | 3771.6 | 1245.3 | 825 | 450000 | 837.9 | 669000 | 2305.8 | 1569.6 | 2250 | 946.1293 | 1260 | 42600 | 3213 | 2133.9 | 18000 | 3907.5 | 787.5 | 4023 | 30000 | 28920 | 1114.5 | 1434.6 | 26493.3
X.00.2.2.2 | X.00.2.2.2.30.ap | Prestressed reinforced concrete lintel; 100 x 150mm high; 1900mm long | 17655.6617 | 856.38 | 330 | 444 | 954 | 1080 | 378 | 8280 | 810 | 10140 | 306 | 936 | 306.888 | 766.56 | 435.9 | 300 | 109800 | 353.94 | 148260 | 730.2 | 762.42 | 570 | 273.5238 | 324 | 23160 | 752.76 | 538.32 | 4740 | 1062.375 | 247.14 | 1271.7 | 9600 | 5268 | 490.86 | 337.2 | 7950
X.00.2.2.2 | X.00.2.2.2.30.aq | Prestressed reinforced concrete lintel; 100 x 150mm high; 2100mm long | 19514.1524 | 946.56 | 330 | 456 | 1098 | 1200 | 420 | 9180 | 900 | 10860 | 144 | 1032 | 339.192 | 889.98 | 394.38 | 321 | 118800 | 391.14 | 212820 | 807.3 | 818.58 | 630 | 302.3157 | 420 | 12600 | 642.6 | 594.96 | 7500 | 1142.625 | 273.24 | 1068.6 | 10500 | 5604 | 529.86 | 370.62 | 7950
X.00.2.2.2 | X.00.2.2.2.30.ar | Prestressed reinforced concrete lintel; 150 x 150mm high; 1200mm long | 2244.729 | 90.14 | 55 | 72 | 175 | 140 | 60 | 1300 | 100 | 1620 | 49 | 96.5 | 32.304 | 89.09 | 62.27 | 33 | 11500 | 41.89 | 15740 | 115.29 | 57.38 | 99 | 43.188 | 50 | 2320 | 112.2 | 84.79 | 940 | 170.375 | 39.01 | 152.75 | 1500 | 760 | 68.99 | 80.42 | 1146.56
X.00.2.2.2 | X.00.2.2.2.30.as | Prestressed reinforced concrete lintel; 215 x 150mm high; 1400mm long | 19227.8721 | 631.02 | 330 | 387 | 1188 | 1470 | 600 | 13050 | 672 | 16200 | 228.6 | 1098 | 226.128 | 623.64 | 624.72 | 219 | 136800 | 420.36 | 168060 | 991.5 | 750.96 | 720 | 433.3192 | 300 | 19320 | 642.6 | 688.74 | 7080 | 1507.7625 | 400.62 | 1528.8 | 15300 | 4890 | 609.3 | 534.72 | 12299.04
X.00.2.2.2 | X.00.2.2.2.40.aa | Flat roofing system; comprising OSB; polyethylene VCL; insulation and EPDM | 11498500 | 150670 | 198250 | 150670 | 217282 | 396500 | 198250 | 3647800 | 174460 | 888160 | 141629.8 | 114985 | 162802.9 | 117157.82 | 298691.38 | 95160 | 72956000 | 279056.7 | 19713980 | 194443.6 | 96206.76 | 215696 | 136154.928 | 76128 | 7454200 | 171288 | 162707.74 | 1982500 | 481557.18 | 166355.54 | 681980 | 9991800 | 2650206 | 174222.1 | 117601.9 | 6185400
X.00.2.2.2 | X.00.2.2.2.51.aa | Frame; 25 x 38mm vertical; 25 x 25mm horizontal; 450mm centres; two sided | 68400 | 944.64 | 360 | 1087.2 | 1476 | 1080 | 576 | 13608 | 860.4 | 4680 | 540 | 1094.4 | 701.28 | 405 | 411.84 | 288 | 164448 | 756 | 54720 | 654.48 | 271.08 | 1287 | 1140.552 | 900 | 15120 | 673.92 | 1447.92 | 4320 | 1404.6804 | 1318.32 | 4028.4 | 64800 | 9792 | 331.2 | 503.64 | 18000
X.00.2.2.2 | X.00.2.2.2.51.ab | MR boarding ply; 9mm; fixed to framework; two sided to casings; 300mm girth | 67100 | 649.55 | 330 | 478.5 | 946 | 880 | 385 | 14080 | 435.6 | 4290 | 420.2 | 500.5 | 784.08 | 358.38 | 362.45 | 346.5 | 195800 | 305.8 | 104060 | 445.5 | 455.4 | 520.85 | 910.602 | 605 | 14850 | 286 | 830.83 | 3410 | 909.0059 | 1041.81 | 1587.85 | 41800 | 7128 | 419.54 | 408.21 | 13750
X.00.2.2.2 | X.00.2.2.2.51.ac | Skirtings; wrought softwood; plain square edge: 25 x 145mm | 926100 | 12392.1 | 6300 | 8820 | 28980 | 13230 | 7560 | 182700 | 21168 | 119700 | 4410 | 8316 | 7156.8 | 13860 | 13671 | 4725 | 2898000 | 7824.6 | 617400 | 10332 | 4428.9 | 20160 | 8450.6625 | 3780 | 277200 | 6552 | 15806.7 | 179550 | 32735.996 | 10899 | 43564.5 | 302400 | 60480 | 6734.7 | 6054.3 | 126000
X.00.2.2.2 | X.00.2.2.2.51.ad | Window boards; wrought softwood; nosed and tongued: 25 x 225mm | 112060 | 4775.68 | 520 | 2839.2 | 9256 | 4680 | 936 | 61880 | 4472 | 32760 | 1050.4 | 1820 | 2769.52 | 3862.56 | 1371.76 | 1690 | 670800 | 767 | 95680 | 3170.96 | 1146.6 | 4680 | 920.7198 | 624 | 31200 | 654.368 | 2955.68 | 22880 | 3968.6497 | 2476.76 | 3387.8 | 218400 | 6396 | 636.48 | 616.72 | 33800
X.00.2.2.2 | X.00.2.2.2.51.ae | Cubicle partitions; 19mm melamine-faced chipboard divisions and doors | 600000 | 9889.14 | 15600 | 9150 | 18300 | 21750 | 12600 | 125700 | 9600 | 277470 | 10650 | 12594 | 6350.253 | 17214.42 | 15435.36 | 10950 | 5640000 | 8865 | 3292920 | 11707.74 | 8676 | 32100 | 8765.8473 | 4650 | 930000 | 4200 | 12923.28 | 192000 | 51753.3424 | 14200.02 | 40465.2 | 720000 | 203244 | 16350 | 6150.6 | 330000
X.00.2.2.2 | X.00.2.2.2.51.af | 826 x 2040mm internal white softwood door and frame; 1hr fire check | 1014000 | 34282.43 | 7800 | 4628 | 21450 | 18200 | 9100 | 331500 | 34580 | 156390 | 7540 | 7150 | 9216.22 | 8620.95 | 21661.51 | 9555 | 3835000 | 15203.76 | 2612870 | 16545.49 | 5353.53 | 28600 | 8569.47 | 3900 | 286000 | 6825 | 23507.9 | 261300 | 53183 | 20813.39 | 20553.65 | 1040000 | 172458 | 7130.5 | 3845.92 | 221000
X.00.2.2.2 | X.00.2.2.2.51.ag | 826 x 2040mm internal white softwood door and frame; standard quality | 1085000 | 14413.14 | 8400 | 5110 | 12180 | 16100 | 6300 | 214200 | 16520 | 84280 | 5110 | 5320 | 6472.2 | 8349.32 | 7033.18 | 5600 | 3528000 | 8345.4 | 1740620 | 5056.52 | 5302.92 | 19600 | 6796.3 | 2520 | 196000 | 7350 | 14741.3 | 176400 | 17220 | 7928.06 | 19216.4 | 546000 | 121926 | 5935.72 | 6309.66 | 189000
X.00.2.2.2 | X.00.2.2.2.52.aa | Flat cladding to composite external walls; fixed through 75mm insulation | 4070000 | 71350.8 | 57350 | 67525 | 57350 | 124875 | 27750 | 895585 | 55130 | 538350 | 47193.5 | 36075 | 36160.1 | 79170.75 | 57827.3 | 16002.5 | 8325000 | 38468.9 | 5712800 | 49950 | 29548.2 | 99900 | 62393.1 | 38850 | 1406000 | 36019.5 | 81004.1 | 444000 | 133200 | 32748.7 | 117808 | 2442000 | 463610 | 27798.1 | 25961.05 | 1017500
X.00.2.2.2 | X.00.2.2.2.52.ab | Aluminium eaves fascia and soffit assembly; 200mm fascia and 400mm soffit | 492900 | 21900.66 | 7950 | 7202.7 | 17490 | 16695 | 14310 | 217035 | 21783 | 157410 | 9063 | 8745 | 27979.23 | 13052.31 | 25668.96 | 4054.5 | 3021000 | 12114.21 | 2413620 | 8944.4821 | 9228.36 | 29415 | 9424.884 | 6360 | 206700 | 12767.7 | 21420.48 | 286200 | 44043 | 22406.28 | 21616.05 | 397500 | 58671 | 8498.55 | 5889.36 | 318000
X.00.2.2.2 | X.00.2.2.2.52.ac | Aluminium soffit cladding incl. batten support fixed to underside of roof | 374000 | 22727.1 | 35200 | 5071 | 23100 | 14850 | 4730 | 171160 | 21890 | 143000 | 8470 | 7150 | 7185.2 | 11682 | 13339.7 | 3850 | 1848000 | 11008.8 | 885500 | 7973.3545 | 2733.5 | 24200 | 6857.62 | 7150 | 176000 | 4675 | 23081.3 | 200200 | 26400 | 20853.8 | 16450.5 | 264000 | 230670 | 8035.5 | 4728.9 | 330000
X.00.2.2.2 | X.00.2.2.2.52.ad | Colour coated aluminium down pipes including shoes; 75mm diameter | 447500 | 8072.9 | 4475 | 6837.8 | 14499 | 17005 | 5370 | 153045 | 9397.5 | 34010 | 2864 | 6265 | 7888.53 | 12453.03 | 16754.4 | 4206.5 | 2756600 | 7827.67 | 1389040 | 11751.35 | 4439.2 | 11635 | 4756.388 | 6265 | 393800 | 12896.95 | 12007.32 | 105610 | 13337.29 | 4589.56 | 35048.2 | 519100 | 170050 | 2962.45 | 2889.06 | 143200
X.00.2.2.2 | X.00.2.2.2.52.ae | Colour coated half round aluminium gutter and fittings; 125mm dia | 581000 | 8555.64 | 3735 | 7719 | 14110 | 17430 | 5312 | 104580 | 7735.6 | 38180 | 3652 | 6972 | 9510.306 | 10921.14 | 17003.38 | 4233 | 2905000 | 3969.06 | 957820 | 9276.08 | 3666.94 | 13238.5 | 5259.212 | 5810 | 381800 | 13512.4 | 17355.3 | 107900 | 18626.86 | 5577.6 | 32834.8 | 581000 | 93458 | 3598.88 | 2664.3 | 149400
X.00.2.2.2 | X.00.2.2.2.52.af | Glazing panels with brackets; PVCu covered 50mm steel handrail; 1200mm high | 120000 | 1329.76 | 1280 | 6848 | 5128 | 7600 | 1760 | 43400 | 9520 | 14480 | 3040 | 2800 | 2631.6 | 4617.52 | 5865.92 | 2240 | 720000 | 6040 | 994080 | 5978.3032 | 1886.96 | 9320 | 2260.7215 | 1600 | 128000 | 1557.6 | 5489.2 | 52800 | 10800 | 3549.6 | 6611.6 | 96000 | 75064 | 1334.72 | 1430.88 | 64000
X.00.2.2.2 | X.00.2.2.2.52.ag | Universal columns; shot blasted and primed at works; 305 x 305 x 198 Kg/m | 24900800 | 461584.396 | 512200 | 295500 | 473588 | 133960 | 275800 | 7388288 | 431824 | 2364000 | 236872.8 | 295500 | 225493.292 | 434748.268 | 353024 | 181240 | 78800000 | 314868.252 | 44128000 | 304168 | 335103.304 | 260040 | 340077.2861 | 237188 | 16548000 | 257439.6 | 311260 | 3782400 | 1374950.468 | 203361.524 | 1082609.56 | 42158000 | 5122000 | 303671.56 | 236909.048 | 6698000
X.00.2.2.2 | X.00.2.2.2.52.ah | Circular hollow sections; colour coated; 323.9mm dia x 12.5mm x 96Kg/m | 630000 | 16442.944 | 18200 | 10500 | 17105.2 | 5600 | 10360 | 253064 | 16744 | 98000 | 8430.8 | 9660 | 7841.652 | 18111.548 | 19025.104 | 6440 | 2380000 | 11188.212 | 1585080 | 13860 | 12714.8 | 7840 | 12259.0944 | 10948 | 588000 | 9301.6 | 12600 | 169120 | 48856.108 | 6166.776 | 39702.18 | 1618400 | 182000 | 10444 | 10361.96 | 210000
X.00.2.2.2 | X.00.2.2.2.52.ai | Universal beams; shot blasted and primed at works; 533 x 210 x 138 Kg/m | 37300200 | 1020991.881 | 1132950 | 653625 | 1082403 | 296310 | 610050 | 15422935.5 | 998739 | 5229000 | 523945.8 | 618765 | 476194.572 | 1054508.028 | 780864 | 400890 | 153384000 | 696466.197 | 99002400 | 672798 | 733105.8 | 557760 | 752226.7889 | 524643 | 36603000 | 569438.1 | 688485 | 8366400 | 3041292.723 | 455696.892 | 2323070.4 | 93250500 | 11329500 | 668074.47 | 626936.184 | 14815500
X.00.2.2.2 | X.00.2.2.2.52.aj | Beam to column; 550 x 225 mm x 16 mm thick steel; drilled 6 times | 395200 | 14324.96 | 26000 | 14040 | 9880 | 15600 | 9672 | 435760 | 11856 | 52000 | 7904 | 7072 | 10154.56 | 12611.04 | 7192.64 | 4160 | 3224000 | 6922.24 | 2175680 | 6532.552 | 11420.24 | 21320 | 8073.6365 | 3120 | 551200 | 14300 | 5133.44 | 140400 | 17684.2037 | 8844.16 | 39015.6 | 1404000 | 160992 | 5919.68 | 3527.68 | 208000
X.00.2.2.2 | X.00.2.2.2.52.al | Blast cleaning and wire brushing; zinc chromatic primer; one coat | 7062750 | 88848.75 | 64500 | 49020 | 90300 | 83205 | 54825 | 1967250 | 57405 | 709500 | 41925 | 77400 | 53793 | 132644.25 | 70853.25 | 64500 | 19350000 | 60952.5 | 21768750 | 77142 | 37055.25 | 112875 | 35467.7179 | 25800 | 4515000 | 64500 | 50245.5 | 709500 | 218784 | 77271 | 231877.5 | 5805000 | 1454475 | 47343 | 77561.25 | 1290000
X.00.2.2.2 | X.00.2.2.2.53.aa | Powder-coated aluminium framed double-glazed 2-light frames; 2500 x 2250mm | 1152000 | 56061.9 | 23940 | 27090 | 44820 | 54900 | 26595 | 916020 | 54000 | 184050 | 16200 | 22275 | 27688.5337 | 25220.16 | 49542.1312 | 13140 | 8550000 | 30443.85 | 2938140 | 30237.8063 | 18387.81 | 36900 | 29893.5 | 11250 | 1035000 | 20160 | 33098.76 | 256500 | 75868.9284 | 22944.69 | 45972 | 3510000 | 410670 | 26428.5 | 14146.2 | 630000
X.00.2.2.2 | X.00.2.2.2.53.ab | Powder-coated aluminium framed double-glazed 4-light frames; 5000 x 2250mm | 6660000 | 217302.12 | 83700 | 107100 | 133200 | 202500 | 71100 | 2270160 | 217800 | 725400 | 64980 | 89100 | 121829.5485 | 100880.64 | 198168.525 | 59760 | 27000000 | 123489.18 | 11752380 | 120951.225 | 73544.04 | 132300 | 144776.52 | 41400 | 3636000 | 59472 | 132395.22 | 774000 | 303475.7137 | 68766.84 | 260136 | 14040000 | 1596510 | 96012 | 64906.38 | 1980000
X.00.2.2.2 | X.00.2.2.2.53.ac | Powder-coated aluminium framed double-glazed 9-light frames; 11600 x 2250mm | 5220000 | 168046.98 | 64500 | 75000 | 109800 | 156600 | 54900 | 3026520 | 168000 | 559920 | 58200 | 68904 | 85649.8644 | 78014.34 | 153250.326 | 42300 | 20400000 | 96993.66 | 9088500 | 93535.614 | 56874 | 102000 | 108229.8 | 78000 | 2652000 | 100464 | 102385.56 | 684000 | 234687.8853 | 52368.6 | 201174 | 10800000 | 1155060 | 80223 | 40481.64 | 2100000
X.00.2.2.2 | X.00.2.2.2.53.ad | Powder-coated aluminium framed 3-light spandrel panel; 6500 x 1200mm | 178000 | 8305.47 | 3350 | 2950 | 6200 | 8500 | 4125 | 139960 | 9400 | 27680 | 2805 | 3432 | 4266.0852 | 3952.97 | 7633.158 | 2400 | 1280000 | 5340.25 | 236340 | 3013.374 | 2832.8 | 5600 | 4638.858 | 8500 | 542000 | 1792 | 1973.3 | 47400 | 11689.4349 | 3546.18 | 8098 | 540000 | 60413 | 2440.8 | 4983.26 | 70000
X.00.2.2.2 | X.00.2.2.2.53.ae | Powder-coated aluminium framed 3-light spandrel panel; 6500 x 1600mm | 238000 | 11073.96 | 4300 | 4900 | 8201 | 11300 | 5475 | 186620 | 12500 | 37300 | 2900 | 4576 | 5688.1136 | 5270.63 | 10177.544 | 3320 | 1700000 | 6206.73 | 317420 | 4017.832 | 3777.07 | 6500 | 6158.061 | 10000 | 170000 | 2352 | 2631.07 | 49000 | 15585.9132 | 4728.21 | 9880 | 720000 | 81945 | 4145.9 | 6644.35 | 100000
X.00.2.2.2 | X.00.2.2.2.53.af | Powder-coated aluminium framed 3-light frame; 6500 x 2250mm | 668000 | 33221.88 | 12100 | 6840 | 12404 | 29200 | 15600 | 524880 | 37000 | 105860 | 10500 | 12870 | 17775.355 | 13973.16 | 28624.3425 | 7440 | 4400000 | 16384 | 886240 | 17470.7325 | 10623.04 | 17880 | 17158.358 | 16000 | 608000 | 6461.8803 | 19123.72 | 108740 | 43835.3809 | 13298.12 | 27360 | 2000000 | 220456 | 15007.4 | 18687.24 | 280000
X.00.2.2.2 | X.00.2.2.2.53.ag | Powder-coated aluminium framed double-glazed 3-light frame; 6500 x 1600mm | 346000 | 11073.96 | 4300 | 5540 | 8403 | 11300 | 5475 | 186620 | 14400 | 37300 | 3700 | 4576 | 5688.1136 | 5153.03 | 10177.544 | 2660 | 1600000 | 6144.9 | 360130 | 6211.816 | 3786.95 | 6500 | 6337.0132 | 11500 | 208000 | 3304 | 6799.55 | 38600 | 15585.9132 | 4811.24 | 13360 | 720000 | 81945 | 5427 | 6921.2 | 110000
X.00.2.2.2 | X.00.2.2.2.53.ah | Powder-coated aluminium framed double-glazed entrance frame; 6500 x 2250mm | 486000 | 16610.94 | 6050 | 6840 | 17104 | 52000 | 7800 | 262440 | 45000 | 72170 | 9350 | 7950 | 9598.6917 | 7246.45 | 14312.1712 | 5800 | 2200000 | 8192 | 1943280 | 11455.47 | 7507.53 | 14600 | 8684.445 | 11500 | 310000 | 5040 | 11247.81 | 51500 | 33907.6091 | 11814.01 | 18788 | 1000000 | 146200 | 7884.8 | 10456.11 | 250000
X.00.2.2.2 | X.00.2.2.2.53.ai | Powder-coated aluminium framed double-glazed 2-light frames; 1800 x 1500mm | 360000 | 11073.96 | 4480 | 6800 | 8420 | 11800 | 5670 | 193840 | 15400 | 38520 | 3980 | 4800 | 5906.8872 | 7412.68 | 10568.988 | 2920 | 1880000 | 9879.52 | 374000 | 6450.732 | 3922.36 | 7600 | 6273.8536 | 3400 | 228000 | 4288.3388 | 7061.08 | 72000 | 16185.3714 | 5051.2 | 13876 | 740000 | 118260 | 5720 | 6899.92 | 120000
X.00.2.2.2 | X.00.2.2.2.53.aj | Powder-coated aluminium framed double-glazed 4-light frames; 5000 x 1500mm | 1737000 | 69205.32 | 27900 | 61650 | 75627 | 73350 | 35437.5 | 1210860 | 93600 | 243630 | 24300 | 29700 | 36918.045 | 36626.76 | 66056.175 | 19800 | 12600000 | 43491.96 | 4626000 | 40317.075 | 24514.65 | 64350 | 40264.245 | 39600 | 1458000 | 45673.9359 | 44131.68 | 342000 | 101158.5712 | 31570.47 | 86715 | 4680000 | 775170 | 35824.5 | 43124.4 | 900000
X.00.2.2.2 | X.00.2.2.2.53.ak | Powder-coated aluminium framed door frames; side-hung doors; 1800 x 2250mm | 186000 | 11073.96 | 3340 | 4240 | 3606 | 10800 | 3200 | 174390 | 10600 | 28880 | 5200 | 3900 | 4430.1654 | 11791.26 | 9555.36 | 3060 | 1560000 | 7825.66 | 1158000 | 6344.568 | 4156.6 | 11000 | 4947.502 | 4000 | 128000 | 10080 | 6751.92 | 66000 | 15649.6658 | 3749.64 | 14110 | 410000 | 80326 | 4300 | 3074 | 140000
X.00.2.2.2 | X.00.2.2.2.53.al | Powder-coated aluminium framed screen; toughened glazing; 8000 x 2750mm | 500000 | 22147.92 | 9100 | 10500 | 15404 | 22000 | 8400 | 179430 | 15000 | 79400 | 7910 | 6600 | 8422.7836 | 10036.58 | 21529.42 | 4650 | 3100000 | 14999.98 | 2137930 | 8499.26 | 4743.86 | 18400 | 13263.516 | 10000 | 460000 | 4846.4102 | 9132.37 | 120000 | 28669.74 | 10462.69 | 21195 | 1120000 | 170640 | 5390.5 | 4791.6 | 240000
X.00.2.2.2 | X.00.2.2.2.60.aa | Cement and sand (1:3); trowelled float finish; 65mm thick; incl. reinf | 3434250 | 40367.5 | 24100 | 18195.5 | 51815 | 61455 | 14460 | 771200 | 40367.5 | 265100 | 26028 | 25305 | 42042.45 | 34149.7 | 43066.7 | 16267.5 | 10724500 | 42042.45 | 9700250 | 48483.175 | 27534.25 | 42898 | 25497.6449 | 18075 | 819400 | 30727.5 | 39162.5 | 773610 | 100810.3 | 23497.5 | 145865.25 | 2651000 | 412110 | 19629.45 | 33703.85 | 456863.7
X.00.2.2.2 | X.00.2.2.2.60.ab | Cement and sand; trowelled; 50mm thick; float finish; inc. reinforcement | 5423400 | 42043.14 | 47160 | 56615.58 | 99036 | 115542 | 25938 | 1303974 | 66024 | 471600 | 53055 | 44094.6 | 74043.558 | 59916.78 | 70197.66 | 29710.8 | 20043000 | 81586.8 | 14737500 | 72980.1 | 45957.42 | 86656.5 | 52427.3084 | 35370 | 1638810 | 61308 | 71329.5 | 1278036 | 166427.64 | 32658.3 | 234267.3 | 4244400 | 738054 | 40793.4 | 44306.82 | 2358000
X.00.2.2.2 | X.00.2.2.2.60.ac | Cement and sand to walls; 13mm thick; finish with 5mm thick coat of plaster | 3563200 | 51042.84 | 55675 | 75940.7 | 95761 | 122485 | 55675 | 1264936 | 122485 | 957610 | 34295.8 | 45653.5 | 57443.238 | 143596.96 | 92220.07 | 28060.2 | 16702500 | 57523.41 | 16880660 | 64649.81 | 58258.32 | 110236.5 | 51652.0045 | 33405 | 2249270 | 40086 | 94647.5 | 1224850 | 200430 | 47746.88 | 197312.2 | 3006450 | 701505 | 39150.66 | 32269.23 | 1781600
X.00.2.2.2 | X.00.2.2.2.60.ad | Plasterboard linings; 12.5mm wallboard in two layers; plaster finish 2mm | 696600 | 24244.26 | 11610 | 8049.6 | 27606 | 34830 | 10836 | 332820 | 36378 | 43860 | 6966 | 9804 | 8116.68 | 36063.24 | 32742.78 | 10320 | 4282800 | 14360.28 | 1179060 | 13581.12 | 15864.42 | 31089 | 18158.1393 | 7740 | 332820 | 12384 | 21793.26 | 252840 | 21989.34 | 10965 | 47484.9 | 851400 | 126420 | 8256 | 24628.68 | 387000
X.00.2.2.2 | X.00.2.2.2.60.ae | Suspended ceiling; steel suspension system; 600 x 600 x 18mm mineral tiles | 8760000 | 134833.92 | 227760 | 241776 | 178704 | 210240 | 140160 | 4380000 | 187113.6 | 2137440 | 103718.4 | 122990.4 | 172221.6 | 241951.2 | 143033.28 | 89352 | 70080000 | 153264.96 | 29713920 | 221417.76 | 183784.8 | 269808 | 93978.94 | 84096 | 4835520 | 112128 | 189216 | 1681920 | 789801.6 | 157049.28 | 646838.4 | 19272000 | 1583808 | 89947.68 | 165844.32 | 5256000
X.00.2.2.2 | X.00.2.2.2.60.af | Medium quality carpet and underlay incl gripper and 50mm door bars | 9208508 | 172667.86 | 250050 | 146696 | 223378 | 250050 | 133360 | 2940588 | 208041.6 | 1433620 | 103354 | 183370 | 216476.62 | 241514.96 | 168900.44 | 85017 | 43342000 | 185370.4 | 43442020 | 198406.34 | 118657.06 | 306728 | 144688.7736 | 116690 | 5001000 | 216710 | 170034 | 2200440 | 583450 | 108988.46 | 690471.4 | 21004200 | 2797226 | 97019.4 | 196706 | 3334000
X.00.2.2.2 | X.00.2.2.2.60.ag | 2.5mm thick 'standard quality' linoleum sheeting | 1675800 | 15433.32 | 9975 | 15960 | 20349 | 29925 | 16758 | 375060 | 15441.3 | 147630 | 11172 | 12768 | 17970.96 | 16686.18 | 18022.83 | 7980 | 6224400 | 16574.46 | 4512690 | 22152.48 | 11826.36 | 37905 | 15636.4421 | 6384 | 1037400 | 9576 | 19950 | 144438 | 46291.98 | 16370.97 | 53186.7 | 1436400 | 257355 | 7820.4 | 18888.66 | 319200
X.00.2.2.2 | X.00.2.2.2.60.ah | Aluminium anti slip stair nosing; profile 70 x 30mm; plugged to concrete | 937400 | 5404.22 | 5450 | 3749.6 | 6758 | 5450 | 2616 | 58206 | 4076.6 | 52320 | 3706 | 2725 | 5382.42 | 3119.58 | 8613.18 | 4360 | 1853000 | 5968.84 | 732480 | 6095.28 | 1964.18 | 4120.2 | 6581.3938 | 1526 | 261600 | 2834 | 8087.8 | 95920 | 51819.6721 | 4109.3 | 18453.7 | 185300 | 70850 | 3599.18 | 4455.92 | 109000
X.00.2.2.2 | X.00.2.2.2.60.ai | Paint walls internally; two coats vinyl silk emulsion paint; white | 1403010 | 31935.18 | 11135 | 30287.2 | 40754.1 | 33405 | 17816 | 659192 | 36745.5 | 178160 | 23383.5 | 18929.5 | 20399.32 | 21846.87 | 30576.71 | 15589 | 10021500 | 16836.12 | 5055290 | 30465.36 | 11736.29 | 34741.2 | 21010.2696 | 13362 | 779450 | 20043 | 41756.25 | 236062 | 56654.88 | 16257.1 | 80506.05 | 1113500 | 287283 | 8841.19 | 23116.26 | 501075
X.00.2.2.2 | X.00.2.2.2.60.aj | Clean 145mm skirting and paint; one undercoat alkyd paint one coat gloss | 324450 | 5947.2 | 7875 | 8127 | 7560 | 6300 | 3150 | 80640 | 5355 | 44100 | 3465 | 5040 | 4229.82 | 2501.1 | 2091.6 | 2835 | 1638000 | 2935.8 | 718200 | 5594.4 | 2797.2 | 6300 | 2801.9982 | 3780 | 100800 | 6930 | 6142.5 | 72450 | 7528.5 | 3723.3 | 12127.5 | 226800 | 56700 | 1953 | 3855.6 | 121306.5
X.00.2.2.2 | X.00.2.2.2.60.ak | Glazed white ceramic wall tiling 200 x 200 x 10mm; fix with adhesive | 280000 | 7266 | 4200 | 3507 | 7140 | 6650 | 2800 | 106400 | 5222 | 93100 | 2254 | 3024 | 4111.8 | 7244.3 | 3194.8 | 3325 | 1435000 | 5798.1 | 1082900 | 2240 | 4980.5 | 7700 | 4613.391 | 2450 | 112000 | 4550 | 7889 | 77000 | 12218.5 | 2199.4 | 13195 | 336000 | 90300 | 3343.9 | 2415 | 70000
X.00.2.2.2 | X.00.2.2.2.71.aa | Urinal in white vitreous china; standard quality; connect to services | 126000 | 3011.58 | 1620 | 7218 | 5580 | 9900 | 4050 | 86400 | 11700 | 53280 | 2025 | 2700 | 4875.03 | 5726.43 | 4543.5645 | 2038.5 | 3096000 | 7335 | 846540 | 3179.61 | 4145.22 | 9000 | 4722.8533 | 1215 | 82800 | 4042.35 | 6498 | 37800 | 17100 | 1118.52 | 8002.8 | 270000 | 80100 | 3159 | 2055.33 | 54000
X.00.2.2.2 | X.00.2.2.2.71.ab | 500mm rectangular basin with pedestal; tap and fittings; fix and connect | 672000 | 11555.28 | 8880 | 7560 | 19104 | 24000 | 11040 | 175200 | 15120 | 134880 | 6384 | 7680 | 17758.56 | 13154.16 | 15763.92 | 4320 | 3192000 | 16680 | 1908720 | 9046.08 | 5237.28 | 12240 | 7926.4685 | 3600 | 235200 | 4560 | 15679.68 | 199200 | 22800 | 15239.04 | 28310.4 | 1080000 | 279360 | 7348.8 | 5158.32 | 86040
X.00.2.2.2 | X.00.2.2.2.71.ac | Close coupled WC suite; Incl. cistern seat and fittings; fix and connect | 609000 | 9211.23 | 14280 | 13755 | 14044.8 | 23625 | 9450 | 289800 | 21000 | 110670 | 8085 | 9450 | 11520.81 | 17836.56 | 12472.95 | 3906 | 3990000 | 14049 | 1844220 | 17280.27 | 3830.82 | 9240 | 9542.0052 | 3360 | 205800 | 5460 | 10711.68 | 189000 | 44100 | 9703.68 | 23815.05 | 1155000 | 326550 | 6468 | 3530.31 | 138600
X.00.2.2.2 | X.00.2.2.2.71.ad | 900 x 900mm shower tray incl 6mm thick quadrant; fittings; fix and connect | 305000 | 2173.7 | 4750 | 5195 | 11320 | 9000 | 3000 | 110500 | 2730 | 35100 | 3550 | 3400 | 3043.75 | 4282.5 | 6232.4 | 1800 | 1125000 | 4775 | 516950 | 3082.8 | 2435 | 4750 | 2437.47 | 1250 | 94000 | 4100 | 4614.8 | 45000 | 7250 | 3281.85 | 10467.25 | 170000 | 55300 | 1740.5 | 2013.4 | 35000
X.00.2.2.2 | X.00.2.2.2.71.ae | Thermostatic bar mixer shower; Hansgrohe Croma 100 Showerpipe or similar | 350000 | 2141.25 | 950 | 1075 | 3630 | 3950 | 1850 | 38000 | 3250 | 14650 | 2100 | 2100 | 2987 | 2677.1 | 1569.9 | 1675 | 760000 | 2975 | 307350 | 992.4 | 1970 | 2800 | 2478.35 | 1400 | 105000 | 1900 | 2346.4 | 22250 | 4166.6667 | 1723 | 5027 | 205000 | 47250 | 1202.5 | 1117.15 | 17875
X.00.2.2.2 | X.00.2.2.2.71.af | Cold water supply; MDPE pipe 20mm dia; metre to rising main | 10600 | 74.69 | 150 | 145 | 220 | 1350 | 210 | 10200 | 598 | 4100 | 330 | 380 | 154.6 | 93.73 | 421.1 | 280 | 68000 | 630 | 73890 | 403.55 | 177.28 | 850 | 567.21 | 370 | 4940 | 360 | 504.41 | 4000 | 353 | 154.4 | 630.75 | 11000 | 7010 | 82.44 | 204.52 | 3500
X.00.2.2.2 | X.00.2.2.2.72.aa | CHP unit; gas fired engine; electrical output 150kW; thermal output 208kW | 6000000 | 103330.01 | 106000 | 120000 | 108300 | 290000 | 115000 | 4160000 | 118500 | 532540 | 115210 | 113000 | 113084.58 | 121097.07 | 139289.92 | 67000 | 45000000 | 239500.62 | 9113400 | 155000 | 89185 | 102000 | 130305 | 45000 | 7380000 | 115000 | 104260.72 | 1630000 | 429701.21 | 78201.28 | 849712.05 | 5200000 | 1761438 | 268500 | 139444.84 | 2000000
X.00.2.2.2 | X.00.2.2.2.72.ab | 15mm PE-X pipe from boiler to hot and cold services | 282240 | 12626.88 | 9408 | 2940 | 12969.6 | 10080 | 5040 | 118608 | 5023.2 | 117600 | 3662.4 | 4435.2 | 1515.36 | 10997.28 | 6552 | 8568 | 1512000 | 6703.2 | 1992480 | 4011.84 | 5140.8 | 16128 | 2596.5586 | 1680 | 268800 | 8400 | 8598.24 | 164640 | 7593.264 | 6508.32 | 20496 | 252000 | 73920 | 5681.76 | 9488.64 | 117600
X.00.2.2.2 | X.00.2.2.2.73.aa | Semi-rigid flexible aluminium ducting; 50% @ 100mm and 50% @ 150mm dia | 1440000 | 53030.4 | 31200 | 17760 | 43344 | 72000 | 21600 | 561600 | 71520 | 172800 | 31200 | 52800 | 5294.4 | 35836.8 | 28620 | 12000 | 3936000 | 55200 | 6235200 | 41361.6 | 12518.4 | 72000 | 19852.9632 | 10560 | 1315200 | 29280 | 30532.8 | 552000 | 139017.12 | 16555.2 | 133152 | 1728000 | 710400 | 11491.2 | 18609.6 | 576000
X.00.2.2.2 | X.00.2.2.2.74.aa | Electrically operated 8-person lift; speed 1.6 m/s; maximum load: 630kg | 5000000 | 112602.98 | 100000 | 52000 | 120200 | 94000 | 50000 | 1798000 | 152400 | 842620 | 83100 | 57000 | 69562.5 | 128294 | 60480 | 57000 | 37000000 | 97823.6568 | 22975660 | 117400 | 71772 | 127000 | 93819.6 | 42000 | 1940000 | 76000 | 107273.74 | 1032000 | 292500 | 48527.08 | 163515 | 8200000 | 1935000 | 57000 | 113050.6 | 1340000
X.00.2.2.2 | X.00.2.2.2.75.aa | Wet pipe fire sprinkler; 1 sprinkler per 12m2 | 2900000 | 132532.5 | 73750 | 86250 | 120000 | 97500 | 31250 | 1206250 | 142500 | 935000 | 52500 | 83750 | 23075 | 126135 | 60012.5 | 47500 | 32500000 | 36250 | 20317500 | 87007.5 | 51865 | 120000 | 60551.8445 | 21250 | 1925000 | 47500 | 111395 | 2000000 | 162150 | 24347.5 | 366262.5 | 425000 | 1800000 | 52500 | 40990 | 937500
X.00.2.2.2 | X.00.2.2.2.75.ab | Smoke detector and wire into electrics for fail-safe one per floor | 567000 | 4019.58 | 1350 | 2556 | 6588 | 5040 | 2430 | 81360 | 4140 | 17280 | 1170 | 2970 | 1499.76 | 3473.1 | 5385.24 | 1800 | 594000 | 4587.48 | 872820 | 3131.1 | 1169.64 | 1710 | 3073.4542 | 1260 | 82800 | 1038.96 | 1453.86 | 30960 | 17496 | 3830.04 | 17438.4 | 93600 | 30060 | 3634.2 | 2411.64 | 57600
X.00.2.2.2 | X.00.2.2.2.80.aa | Transformer; 11000/433v; oil filled; natural cooling; 500kVA | 1600000 | 24811.75 | 43500 | 13400 | 59300 | 37000 | 18000 | 416900 | 49500 | 108350 | 19400 | 13200 | 20994.98 | 20966.52 | 46502.4568 | 17300 | 8100000 | 49860 | 2387620 | 15746 | 15453 | 34500 | 24987.9 | 16000 | 880000 | 35000 | 25425.95 | 240000 | 112887 | 30517.16 | 63907.45 | 3300000 | 263710 | 26326 | 15649.52 | 260000
X.00.2.2.2 | X.00.2.2.2.80.ab | Stand-by generator; water cooled diesel engine; 150 kVA | 2100000 | 60053.15 | 17300 | 34200 | 52100 | 30000 | 16500 | 647500 | 56700 | 278960 | 16050 | 25450 | 24135.17 | 19234.48 | 59920 | 11300 | 10000000 | 45776.3 | 3730340 | 32896.32 | 27379 | 22500 | 24936.8 | 15000 | 1220000 | 28000 | 44850.06 | 203000 | 124865 | 23728.76 | 124868.7 | 1800000 | 409070 | 20700 | 35594.83 | 750000
X.00.2.2.2 | X.00.2.2.2.80.ad | Busbar trunking with copper conductors; TP&N; aluminium housing; ; 400 amp | 81000 | 11009.85 | 3750 | 3675 | 7200 | 1650 | 1275 | 204750 | 10650 | 54750 | 2025 | 2220 | 1383.6 | 6345.15 | 4636.65 | 660 | 360000 | 14450.0355 | 977700 | 8510.25 | 3151.95 | 5100 | 691.4903 | 900 | 78000 | 600 | 6198.9 | 30450 | 29069.25 | 1982.7 | 30347.25 | 345000 | 39000 | 5088 | 2422.05 | 82500
X.00.2.2.2 | X.00.2.2.2.80.ae | Cable trunking; twin compartment; PVC; white; 100 x 25mm | 1215000 | 28818 | 49500 | 25200 | 39870 | 36000 | 10800 | 450900 | 31950 | 135000 | 20700 | 14850 | 20826 | 15561 | 35784 | 9000 | 4320000 | 21658.32 | 4689000 | 17496 | 18504 | 40500 | 24477.1365 | 16200 | 1062000 | 28080 | 19899 | 345600 | 51966 | 29160 | 54000 | 1170000 | 459000 | 10845 | 21069 | 342000
X.00.2.2.2 | X.00.2.2.2.80.af | PVC insulated sheathed cable; 300/500-volt grade; 3 core 2.5 mm2 | 189000 | 1318.5 | 9000 | 742.5 | 6345 | 2520 | 2700 | 24750 | 945 | 31500 | 2700 | 2025 | 2524.5 | 5422.5 | 1894.5 | 2610 | 1800000 | 1800 | 504000 | 2223 | 5026.5 | 4725 | 894.6322 | 2250 | 119250 | 1642.5 | 801 | 34650 | 4410 | 3582 | 9607.5 | 247500 | 58500 | 972 | 5292 | 90000
X.00.2.2.2 | X.00.2.2.2.80.ag | Plateswitches; box; 3-gang 2-way screwless; brushed stainless steel | 94800 | 1801.8 | 2700 | 2355 | 3264 | 1500 | 750 | 21240 | 2130 | 22200 | 2340 | 1200 | 1051.2 | 1248 | 972.9 | 1260 | 255000 | 1561.8 | 121200 | 1492.5 | 534.9 | 1650 | 691.8489 | 840 | 29100 | 1140 | 787.5 | 23040 | 3750 | 2389.5 | 2404.5 | 55500 | 25200 | 3503.4 | 2125.5 | 27000
X.00.2.2.2 | X.00.2.2.2.80.ah | Surface mounted; modular luminaires 600 x 600mm; led panel; 4000K | 900000 | 16748.1 | 23400 | 14310 | 22140 | 16200 | 6750 | 486450 | 8910 | 136800 | 17640 | 13500 | 16650 | 12227.4 | 9513.9 | 8415 | 5940000 | 19780.2 | 1957500 | 9331.2 | 10098.9 | 19800 | 9528.0932 | 6120 | 434700 | 12600 | 22376.7 | 129600 | 54620.1 | 22442.4 | 34677 | 1350000 | 162000 | 15966 | 16410.6 | 107100
X.00.2.2.2 | X.00.2.2.2.80.ai | PV assembled on roof; 400w monocrystalline; 1754mm x 1096mm x 30mm | 2320000 | 19797 | 17500 | 12700 | 44000 | 20750 | 18000 | 445500 | 18000 | 218500 | 28500 | 17500 | 11393 | 27651 | 19908 | 10775 | 10000000 | 33250 | 2205000 | 20080 | 32346 | 32500 | 19833.443 | 22500 | 1150000 | 19500 | 14390 | 212000 | 61538.4615 | 16564.5 | 123750 | 4500000 | 166000 | 22900 | 24835 | 273500
X.00.2.2.2 | X.00.2.2.2.90.aa | 150mm bed in pea shingle and covering pipes; 110mm dia; 450mm wide | 58000 | 756.2 | 1000 | 540 | 1172 | 700 | 240 | 10460 | 610 | 3400 | 170 | 440 | 82.4 | 253.4 | 810.6 | 200 | 180000 | 488.8 | 118800 | 564.2 | 409 | 700 | 449.68 | 300 | 10200 | 820 | 756.4 | 1200 | 1053.216 | 471.6 | 883 | 18000 | 3000 | 350 | 151.2 | 6000
X.00.2.2.2 | X.00.2.2.2.90.ab | PVCu pipes; 110mm dia complete with all necessary fittings; bends etc | 202800 | 2674.62 | 2340 | 2776.8 | 1639.56 | 1677 | 1170 | 64272 | 3330.6 | 21840 | 2932.8 | 2106 | 1996.02 | 1882.92 | 492.18 | 2340 | 655200 | 1567.8 | 342420 | 1503.84 | 2396.94 | 2964 | 3507.504 | 1014 | 56940 | 5850 | 3858.66 | 44850 | 9290.58 | 3561.48 | 3377.4 | 136500 | 28080 | 1708.2 | 1879.02 | 17940
X.00.2.3.1 | X.00.2.3.1.10.aa | Carriageway excavation levelling compacting transport 500m | 1218000 | 23229 | 30450 | 14094 | 48720 | 26100 | 24360 | 610496.4 | 20010 | 191400 | 24882 | 15486 | 23350.8 | 30902.4 | 29684.4 | 13920 | 6264000 | 21384.6 | 2088000 | 28048.8 | 19905.6 | 25230 | 9013.2 | 10440 | 913500 | 63475.2 | 23308.0934 | 230741.4 | 78752.4 | 33286.2 | 51156 | 2262000 | 435000 | 18478.8 | 17939.4 | 600300
X.00.2.3.1 | X.00.2.3.1.10.ab | Sidewalk and shoulder excavation; levelling and compacting; transport 500m | 67620 | 1518 | 2300 | 695.52 | 4692 | 1840 | 1288 | 57341.76 | 1058 | 17480 | 1269.6 | 938.4 | 2127.96 | 1250.28 | 1108.6 | 690 | 322000 | 1081.92 | 129720 | 1585.16 | 1401.16 | 1242 | 548.32 | 552 | 48300 | 3356.16 | 1109.0519 | 27906.36 | 4163.92 | 1759.04 | 2704.8 | 115000 | 25300 | 799.48 | 1857.48 | 31740
X.00.2.3.1 | X.00.2.3.1.10.ac | Trench and drainage chambers excavation; Transport 500m | 405000 | 6662.25 | 11137.5 | 10732.5 | 19440 | 18225 | 5670 | 310383.9 | 13972.5 | 113400 | 13081.5 | 5346 | 10760.85 | 7192.8 | 14065.65 | 4050 | 2025000 | 5487.75 | 1324350 | 5609.25 | 5985.9 | 9294.75 | 6232.95 | 4050 | 261225 | 14774.4 | 7812.288 | 57125.25 | 18330.3 | 13198.95 | 18123.75 | 526500 | 121500 | 3819.15 | 9801 | 139725
X.00.2.3.1 | X.00.2.3.1.20.aa | Gravel 0/90mm; 450mm on carriageway 95% MP | 2740500 | 48573 | 63000 | 42630 | 68040 | 52500 | 36330 | 1429197 | 66150 | 273000 | 61950 | 28560 | 35427 | 47103 | 73240.65 | 30450 | 15120000 | 37062.9 | 4515000 | 31605 | 42126 | 46200 | 36057 | 46200 | 1554000 | 52500 | 61988.7744 | 442869 | 191646 | 35427 | 160965 | 3360000 | 525000 | 25851 | 53571 | 945000
X.00.2.3.1 | X.00.2.3.1.20.ab | Crusher-run on carriageway 0-45mm dia 100mm thickness 95% MP | 651000 | 20118 | 10500 | 13650 | 15540 | 18900 | 6300 | 411810 | 14700 | 84000 | 18690 | 10920 | 6174 | 13629 | 17850 | 7350 | 3360000 | 7484.4 | 1407000 | 12705 | 14217 | 12600 | 9198 | 10500 | 399000 | 8820 | 14952.7392 | 173355 | 74214 | 12894 | 44520 | 1050000 | 157500 | 6720 | 17934 | 630000
X.00.2.3.1 | X.00.2.3.1.20.ac | AC 32 dense base course 230mm thickness | 7921200 | 136794 | 90300 | 68250 | 166635 | 69300 | 116970 | 3610572 | 176190 | 1281000 | 160440 | 103950 | 67788 | 153468 | 117516 | 162750 | 47040000 | 114051 | 18648000 | 119637 | 152880 | 184800 | 90027 | 57750 | 7140000 | 203259 | 109899.888 | 1648920 | 473907 | 100884 | 527625 | 11550000 | 1260000 | 160860 | 101682 | 1260609
X.00.2.3.1 | X.00.2.3.1.20.ad | AC 20 dense binder course thickness 60mm | 2129400 | 36141 | 42000 | 19950 | 45108 | 39900 | 30555 | 933261 | 30660 | 399000 | 30450 | 34650 | 21126 | 45234 | 30387.913 | 37800 | 13020000 | 35280 | 4326000 | 42546 | 44940 | 27300 | 23709 | 29400 | 2016000 | 54810 | 38449.0008 | 442260 | 138432 | 27573 | 146160 | 3150000 | 378000 | 44100 | 34167 | 807609.6
X.00.2.3.1 | X.00.2.3.1.20.ae | Thin surface course 10mm dia thickness 30mm | 1121400 | 26208 | 21000 | 25200 | 27153 | 23100 | 15330 | 583212 | 22890 | 264600 | 28350 | 15750 | 23205 | 30597 | 15456 | 17850 | 7770000 | 20748 | 1785000 | 21882 | 24570 | 26250 | 19782 | 12600 | 1050000 | 22050 | 29402.688 | 227262 | 75327 | 14511 | 87360 | 1890000 | 210000 | 21630 | 18396 | 532476
X.00.2.3.1 | X.00.2.3.1.20.af | Gravel on sidewalk and shoulder; 0/90mm dia thickness 250mm 95% MP | 145000 | 2570 | 2000 | 3040 | 3900 | 4800 | 1920 | 64872 | 3500 | 18000 | 3300 | 1500 | 1874.4 | 2216 | 4168 | 1600 | 800000 | 1802 | 296000 | 1672 | 1084 | 3600 | 1856 | 2000 | 76000 | 3400 | 2902.2784 | 48344 | 13036 | 1876 | 7910 | 180000 | 37000 | 1366 | 3040 | 50000
X.00.2.3.1 | X.00.2.3.1.20.ag | Crusher-run on sidewalk and shoulder 0-45mm dia thickness 80mm 95% MP | 49600 | 1532 | 700 | 1600 | 1184 | 1200 | 480 | 33496 | 1120 | 16000 | 1420 | 840 | 470 | 1038 | 1360 | 550 | 580000 | 606.4 | 296000 | 968 | 1168 | 1300 | 786 | 700 | 36000 | 2528.8 | 1258.4704 | 33092 | 5880 | 1028 | 3390 | 80000 | 13000 | 504 | 2678 | 35600
X.00.2.3.1 | X.00.2.3.1.20.ah | 20 mm base/binder course | 169000 | 3700 | 3000 | 2240 | 3650 | 3200 | 2440 | 74624 | 2440 | 34000 | 3960 | 3100 | 1528 | 4640 | 2894 | 3000 | 1360000 | 2988 | 296000 | 2744 | 3464 | 2600 | 2008 | 1600 | 160000 | 3170 | 3512.3756 | 45500 | 10988 | 2190 | 11600 | 250000 | 30000 | 3160 | 2550 | 76916
X.00.2.3.1 | X.00.2.3.1.20.ai | 6mm dia dense asphalt surface course thickness 20mm | 99600 | 1776 | 1600 | 740 | 1740 | 3000 | 970 | 42802 | 720 | 24000 | 1580 | 1200 | 766 | 2192 | 2620 | 1100 | 600000 | 1580 | 404000 | 2232 | 1588 | 1360 | 1236 | 1200 | 68000 | 2200 | 2360.624 | 19500 | 5260.9333 | 916 | 5840 | 120000 | 14000 | 1320 | 1426 | 44000
X.00.2.3.1 | X.00.2.3.1.20.aj | PCC kerb 125mm x 255mm straight or curved incl. 150mm bed of concrete | 179500 | 5467 | 7500 | 3200 | 9100 | 10000 | 2900 | 51198 | 4070 | 46000 | 2430 | 3350 | 1938 | 3832 | 3635 | 2150 | 2100000 | 2896 | 608000 | 3446 | 3896 | 4000 | 2966 | 3000 | 162000 | 1850 | 6111.6 | 88000 | 7689 | 2721 | 10275 | 310000 | 77500 | 4650 | 2161 | 75000
X.00.2.3.1 | X.00.2.3.1.20.ak | PCC square edging 50mm x 150mm straight or curved incl. 150mm bed of conc | 105000 | 4951 | 5000 | 2680 | 8070 | 8000 | 2500 | 61480 | 4070 | 25000 | 1960 | 2400 | 1179 | 2111 | 2536 | 1650 | 700000 | 2128 | 311000 | 1723 | 1906 | 3650 | 2333 | 2500 | 140000 | 1700 | 3398.25 | 59000 | 3667 | 2408 | 5455 | 145000 | 38000 | 3710 | 1405 | 75000
X.00.2.3.1 | X.00.2.3.1.60.aa | Vehicle restraint system or equiv steel safety barrier; verge one side only | 735000 | 17690 | 18000 | 17500 | 21500 | 20000 | 11000 | 252280 | 28500 | 88000 | 17200 | 9200 | 11027 | 30511 | 13813 | 6850 | 3370000 | 23833 | 2013000 | 6974 | 11089 | 22500 | 8666 | 11000 | 580000 | 8500 | 24735.4981 | 156000 | 42800 | 15926 | 34140 | 880000 | 154000 | 7990 | 7144 | 123000
X.00.2.3.1 | X.00.2.3.1.60.ab | Vehicle restraint system or equiv steel safety barrier; central reserve | 1110000 | 19104 | 18000 | 20900 | 32580 | 25000 | 14000 | 633880 | 28500 | 110000 | 17200 | 10800 | 11027 | 30511 | 20028 | 10000 | 4800000 | 32595 | 3019000 | 10442 | 17705 | 26000 | 10437 | 11000 | 580000 | 14000 | 28084.3353 | 218400 | 42800 | 26816 | 47515 | 1280000 | 224000 | 10430 | 11890 | 600000
X.00.2.3.1 | X.00.2.3.1.60.ac | Road markings; edge lines | 236800 | 2460 | 2000 | 1800 | 3520 | 2400 | 1200 | 31672 | 2280 | 8000 | 2160 | 1680 | 1608 | 2180 | 3288 | 2200 | 920000 | 1084 | 188000 | 2296 | 1724 | 1800 | 972 | 1680 | 84000 | 2520 | 1237.2228 | 20800 | 4814.8 | 2104 | 10160 | 132000 | 18000 | 1240 | 1592 | 40000
X.00.2.3.1 | X.00.2.3.1.60.ad | Road markings; lane lines | 59200 | 1230 | 1000 | 900 | 1660 | 1400 | 900 | 8520 | 1140 | 2867.7138 | 1080 | 840 | 994 | 1792 | 782 | 1360 | 460000 | 542 | 148000 | 1148 | 652 | 840 | 486 | 1800 | 42000 | 1940 | 462.3714 | 10400 | 2642.8 | 634 | 3450 | 48000 | 10000 | 620 | 448 | 20000
X.00.2.3.1 | X.00.2.3.1.60.ae | Reflective road studs | 51680 | 877.2 | 2550 | 584.8 | 1363.4 | 510 | 544 | 20094 | 1564 | 9860 | 731 | 411.4 | 1317.84 | 737.12 | 605.54 | 255 | 374000 | 846.94 | 140420 | 708.22 | 1400.46 | 595 | 1177.08 | 272 | 44200 | 459 | 320.7968 | 16796 | 4289.1 | 335.92 | 1929.5 | 20400 | 9180 | 1465.4 | 341.7 | 11560
X.00.2.3.1 | X.00.2.3.1.90.aa | Fin drain perforated PVCu pipe 110mm dia depth <1.5m incl. bed and surround | 250000 | 4953 | 3000 | 5500 | 5870 | 6000 | 1800 | 41976 | 5200 | 13000 | 2680 | 2660 | 2241 | 3928 | 4597 | 1650 | 500000 | 2332 | 420000 | 1928 | 1264 | 6350 | 3477 | 2500 | 74000 | 3000 | 6301 | 48369 | 22000 | 3261 | 9770 | 125000 | 72000 | 4170 | 1608 | 30000
X.00.2.3.1 | X.00.2.3.1.90.ab | Carrier drain HDPE pipe 375mm dia; depth 3.0m incl. bed and surround | 1150000 | 17542 | 12500 | 16200 | 19800 | 11500 | 7500 | 352500 | 21000 | 160000 | 13900 | 9800 | 14000 | 18767 | 20777 | 6050 | 2800000 | 5936 | 1759000 | 19235 | 8330 | 9500 | 8308 | 7000 | 560000 | 12000 | 18231.76 | 262162 | 30631.5733 | 15547 | 42435 | 1180000 | 161000 | 6390 | 11944 | 200000
X.00.2.3.1 | X.00.2.3.1.90.ac | Filter drain HDPE pipe 300mm dia; depth 3.0m incl. bed and surround | 940000 | 15994 | 11000 | 13200 | 18900 | 10500 | 7200 | 274100 | 16900 | 72000 | 14100 | 9200 | 5457 | 18224 | 18898.52 | 6000 | 2680000 | 4770 | 1631000 | 15241 | 5589 | 7600 | 5234 | 7000 | 490000 | 8500 | 15607.36 | 192336 | 30631.5733 | 14532 | 34375 | 390000 | 203000 | 5400 | 8561 | 200000
X.00.2.3.1 | X.00.2.3.1.90.ad | Connection of drain pipes to concrete chambers | 57087.6 | 1980 | 2100 | 2028 | 2460 | 3000 | 1500 | 17013 | 1080 | 15600 | 1458 | 870 | 1968.9 | 1971.6 | 2261.52 | 1800 | 528000 | 2138.58 | 309900 | 811.2 | 887.04 | 2610 | 1210.08 | 528 | 40800 | 1650 | 2611.74 | 20436 | 2030.1 | 1208.04 | 3361.8 | 58920 | 23220 | 728.4 | 1008.84 | 18000
X.00.2.3.1 | X.00.2.3.1.90.ae | PCC trapped drainage gully 450mm dia; height 0.9m concrete bed | 356000 | 5365.84 | 7200 | 9600 | 7480 | 11360 | 3000 | 97872.8 | 7880 | 49360 | 2624 | 3032 | 3759.12 | 5642.08 | 6668.8 | 4400 | 1680000 | 3688.8 | 909120 | 2259.2 | 3925.52 | 5200 | 4669.28 | 2240 | 113600 | 3528 | 5368.128 | 103116 | 18140.56 | 3042.32 | 12212.4 | 384000 | 68400 | 2516.8 | 2129.28 | 48000
X.00.2.3.1 | X.00.2.3.1.90.af | PCC chamber 1500mm dia; depth 2.5m incl. cover slab chamber step grade D400 | 953495.2 | 9400 | 7600 | 12600 | 8000 | 18000 | 5600 | 280516.08 | 11560 | 111600 | 5816 | 10200 | 8338.92 | 10188 | 11260.28 | 10000 | 4200000 | 13780 | 1516400 | 8249.56 | 8676 | 10400 | 5642.28 | 5600 | 240000 | 9600 | 13604.256 | 104936 | 38233.12 | 7274.32 | 26628 | 840000 | 95360 | 5480 | 11749.6 | 348000
X.00.2.3.1 | X.00.2.3.1.90.ag | Lower drainage material for bedding and haunch filter drain; depth 500mm | 123900 | 1913.1 | 1350 | 3060 | 2340 | 1740 | 1260 | 46555.2 | 1950 | 13500 | 1206 | 1014 | 1014.3 | 1259.4 | 3171.9 | 765 | 870000 | 1176.6 | 258600 | 1581.9 | 2299.8 | 2850 | 1628.7 | 1350 | 48000 | 960 | 2832.3 | 24082.5 | 10569.3 | 1133.1 | 5151 | 99000 | 16950 | 1171.5 | 1682.7 | 30000
X.00.2.3.1 | X.00.2.3.1.90.ah | Upper drainage material for filter drain aggregate 20-40mm dia depth 2.5m | 495000 | 8512.5 | 6450 | 8700 | 10650 | 11100 | 5700 | 230550 | 10500 | 82500 | 5100 | 4485 | 5074.5 | 5568 | 10954.5 | 3675 | 2850000 | 5565 | 894000 | 7642.5 | 8854.5 | 12000 | 7468.5 | 6000 | 225000 | 5250 | 12811.5 | 114621 | 51438 | 5256 | 22897.5 | 435000 | 81000 | 5283 | 7191 | 90000
X.00.2.3.2 | X.00.2.3.2.10.aa | Removal of pavement surface and binder course | 432000 | 17481.6 | 21600 | 13896 | 21600 | 24192 | 12240 | 149587.2 | 19872 | 43200 | 11376 | 4176 | 7632 | 15091.2 | 14212.8 | 10800 | 2448000 | 5803.2 | 1785600 | 7574.4 | 6566.4 | 16128 | 4838.4 | 8640 | 1123200 | 7027.2 | 19024.5059 | 159120 | 48787.2 | 5904 | 60696 | 1699200 | 223200 | 11520 | 8712 | 237600
X.00.2.3.2 | X.00.2.3.2.10.ab | Removal of pavement base course | 216000 | 8740.8 | 10800 | 5054.4 | 10800 | 12456 | 6120 | 109476 | 9936 | 21600 | 5688 | 2520 | 3816 | 7545.6 | 5839.2 | 5400 | 1368000 | 2901.6 | 892800 | 3787.2 | 3283.2 | 6624 | 2419.2 | 4320 | 547200 | 3513.6 | 9512.2529 | 79560 | 24393.6 | 3693.6 | 30348 | 648000 | 111600 | 5760 | 5032.8 | 118800
X.00.2.3.2 | X.00.2.3.2.10.ac | Removal of pavement surface course longitudinally at tie ins | 95400 | 3060 | 5400 | 2563.2 | 5400 | 3240 | 2700 | 44647.2 | 2880 | 6660 | 2106 | 1800 | 954 | 3150 | 1486.8 | 2520 | 756000 | 1440 | 356400 | 1011.6 | 1371.6 | 2160 | 2505.6 | 2160 | 252000 | 972 | 2378.0632 | 30420 | 6098.4 | 1108.8 | 15174 | 259200 | 39600 | 2520 | 3459.6 | 59400
X.00.2.3.2 | X.00.2.3.2.20.aa | AC 32 half of dense base layer to be replaced 40/60 des thickness 100mm | 1180800 | 15609.6 | 14040 | 10872 | 27216 | 18000 | 17280 | 509054.4 | 12240 | 178560 | 17280 | 13608 | 11872.8 | 22708.8 | 19969.2 | 24120 | 5040000 | 17935.2 | 3009600 | 17366.4 | 23925.6 | 15372 | 12600 | 10800 | 1065600 | 23040 | 19582.3296 | 245700 | 73242 | 11066.4 | 78660 | 1728000 | 194400 | 17488.8 | 17985.6 | 216000
X.00.2.3.2 | X.00.2.3.2.20.ab | AC 20 dense binder course 40/60 des thickness 60mm | 1460160 | 24667.2 | 15552 | 13392 | 31648 | 27360 | 20952 | 639561.6 | 20880 | 257760 | 21168 | 23760 | 14486.4 | 37209.6 | 20837.4261 | 25200 | 8640000 | 24192 | 2966400 | 26294.4 | 30816 | 18720 | 16257.6 | 14400 | 1368000 | 22824 | 32124.5568 | 308880 | 94924.8 | 18907.2 | 100224 | 2160000 | 259200 | 31752 | 23428.8 | 553795.2
X.00.2.3.2 | X.00.2.3.2.20.ac | Surface course 10mm dia stone thickness 30mm | 768960 | 17884.8 | 7920 | 16704 | 18361 | 15840 | 10512 | 399916.8 | 15696 | 191520 | 19440 | 11088 | 15912 | 25804.8 | 10598.4 | 12960 | 5328000 | 14227.2 | 2016000 | 15004.8 | 16848 | 12168 | 13564.8 | 8640 | 720000 | 14976 | 25488 | 168480 | 51652.8 | 9950.4 | 59904 | 1267200 | 144000 | 15408 | 12614.4 | 365126.4
X.00.2.3.2 | X.00.2.3.2.20.ad | Surfacing course inlay at tie ins thickness 30mm | 192240 | 3438 | 1620 | 3312 | 3960 | 3960 | 1800 | 75556.8 | 2340 | 48600 | 4590 | 2772 | 1569.6 | 4114.8 | 3834 | 3420 | 720000 | 3556.8 | 453600 | 3751.2 | 4212 | 3060 | 3729.6 | 1620 | 180000 | 5616 | 6373.6848 | 50475.6 | 12913.2 | 2516.4 | 14454 | 360000 | 36000 | 3132 | 3380.4 | 72000
X.00.2.3.2 | X.00.2.3.2.20.ae | Pavements tack coat | 453600 | 10659.6 | 16380 | 9248.4 | 21924 | 8190 | 3780 | 82807.2 | 6048 | 30240 | 3326.4 | 3528 | 3956.4 | 10407.6 | 10382.4 | 5040 | 856800 | 3351.6 | 1058400 | 5695.2 | 3704.4 | 11088 | 1260 | 8820 | 504000 | 5796 | 4939.2 | 26208 | 12650.4 | 2822.4 | 27720 | 403200 | 126000 | 3250.8 | 4057.2 | 100800
X.00.2.3.2 | X.00.2.3.2.20.af | Surface course 6mm dia thickness 20mm | 71200 | 1776 | 700 | 1930 | 1740 | 4200 | 970 | 42802 | 1280 | 24000 | 1610 | 1180 | 772 | 2192 | 2620 | 1380 | 600000 | 1580 | 404000 | 2232 | 1588 | 1200 | 2008 | 1200 | 68000 | 1800 | 2360.624 | 19500 | 5260.9333 | 916 | 5840 | 120000 | 14000 | 1370 | 1426 | 44000
X.00.2.3.2 | X.00.2.3.2.20.ag | Removal of Pavements surface course 50mm depth | 64000 | 1700 | 3000 | 900 | 2200 | 3000 | 1400 | 40280 | 1700 | 20800 | 1840 | 1120 | 530 | 1750 | 826 | 1500 | 320000 | 806 | 102000 | 562 | 762 | 1440 | 598 | 1000 | 100000 | 540 | 1321.1462 | 13000 | 3388 | 616 | 8430 | 115000 | 22000 | 1400 | 1488 | 34000
X.00.2.3.2 | X.00.2.3.2.60.aa | Replace vehicle restraint system or equivalent in conc foundation | 367500 | 10319 | 11500 | 11600 | 12550 | 11000 | 8500 | 107166 | 12250 | 34500 | 8800 | 4600 | 3954 | 16019.5 | 13620 | 5250 | 1800000 | 11927.5 | 1545000 | 3487 | 9768.5 | 13250 | 2591 | 5500 | 290000 | 4250 | 14543.9596 | 78000 | 21400 | 7963 | 19215 | 250000 | 95000 | 4390 | 4748 | 61500
X.00.2.3.2 | X.00.2.3.2.60.ab | Road markings - edge lines 100mm wide | 236800 | 2460 | 2000 | 1740 | 3868 | 2400 | 1200 | 31672 | 2280 | 10000 | 2200 | 1680 | 920 | 3584 | 3288 | 2200 | 920000 | 1084 | 188000 | 2296 | 1724 | 1680 | 972 | 1800 | 100000 | 2520 | 1237.2228 | 20800 | 4814.8 | 2104 | 10160 | 132000 | 18000 | 1280 | 1592 | 40000
X.00.2.3.2 | X.00.2.3.2.60.ac | Road markings - lane lines 100mm wide | 59200 | 1230 | 1000 | 900 | 1690 | 1400 | 900 | 8520 | 1140 | 2800 | 1100 | 760 | 452 | 1792 | 782 | 1360 | 480000 | 542 | 148000 | 1148 | 652 | 840 | 162 | 1100 | 50000 | 1040 | 462.3714 | 10400 | 2642.8 | 634 | 3450 | 48000 | 10000 | 640 | 448 | 20000
X.00.2.3.2 | X.00.2.3.2.60.ad | Reflective road studs at 18m centres | 17680 | 877.2 | 2550 | 563.72 | 1353.2 | 510 | 544 | 20094 | 1224 | 9826 | 736.1 | 411.4 | 1054.34 | 737.12 | 1363.74 | 255 | 170000 | 846.94 | 187000 | 708.22 | 1400.46 | 595 | 1177.08 | 272 | 44200 | 459 | 320.7968 | 19890 | 4289.1 | 335.92 | 1929.5 | 20400 | 9180 | 1465.4 | 658.92 | 11560
X.00.2.3.2 | X.00.2.3.2.90.aa | HDPE pipe 375mm dia trench depth 3.0m incl. bed and surround | 206000 | 2476.6 | 2500 | 3420 | 3960 | 2200 | 1500 | 76100 | 3480 | 12620 | 2780 | 1210 | 2800 | 5899.6 | 4397.2 | 1900 | 460000 | 1187.2 | 206000 | 3847 | 1579.6 | 1900 | 2585 | 1400 | 180000 | 1600 | 4547.664 | 40506 | 6126.3147 | 3109.4 | 10092 | 88000 | 33900 | 1278 | 2481.6 | 40000
X.00.2.3.2 | X.00.2.3.2.90.ab | HDPE pipe 300mm dia trench depth 3.0m incl. bed and surround | 188000 | 2167 | 3000 | 3420 | 3780 | 3900 | 1440 | 60420 | 3500 | 23320 | 1300 | 1140 | 1091.4 | 4789.2 | 4776.2 | 2000 | 420000 | 946.6 | 326200 | 3048.2 | 1208 | 1520 | 2068 | 1200 | 180000 | 3160 | 4022.784 | 31308 | 6126.3147 | 1527.4 | 8572 | 78000 | 42200 | 1188 | 1712.2 | 40000
X.00.2.3.2 | X.00.2.3.2.90.ac | Connection of drain pipes to concrete chambers | 40400 | 660 | 330 | 262 | 704 | 1000 | 500 | 5671 | 230 | 8664 | 830 | 290 | 761.78 | 571.54 | 398.6 | 470 | 96000 | 840.06 | 103300 | 323 | 599.7 | 870 | 403.36 | 200 | 13600 | 550 | 870.58 | 13624 | 270 | 402.68 | 1120.6 | 34000 | 5580 | 205.9 | 335.26 | 2000
X.00.2.3.2 | X.00.2.3.2.90.ad | PCC trapped drain gully 450mm dia; height 0.9m incl. conc bed and surround | 68000 | 2125.68 | 1900 | 2400 | 1870 | 3400 | 750 | 24468.2 | 1970 | 21392 | 950 | 758 | 404.2 | 1693.8 | 1991.2 | 1100 | 186000 | 874.5 | 253540 | 564.8 | 1061.2 | 2200 | 1284.06 | 900 | 17600 | 884 | 2474.88 | 24934 | 4535.14 | 760.58 | 3116.1 | 110000 | 30600 | 410.4 | 985.64 | 12000

## Project Summary
Construction Survey 2024
Select your country
Contact the PLANCO team
Basic heading | Nr of items to price | Project Code | Project | General total | Fees % | Fee total | Total price (incl fees - excl VAT) | % change | Select your country | unpriced items
n.a. | 7 | Fees | Professional fees | [5 empty] | Select your country
| 7 | Labour | Labour rates | [5 empty] | Select your country
Residential buildings | 95 | E.01.2.1.0.01.a | Detached house | 0 | 0% | 0 |  |  | Select your country | 95
| 49 | E.01.2.1.0.01.d | Renovation of detached house | 0 | 0% | 0 |  |  | Select your country | 0
| 70 | E.01.2.1.0.02.a | Apartment | 0 | 0% | 0 |  |  | Select your country | 70
Non-residential buildings | 129 | E.01.2.2.0.01.a | Light industrial | 0 | 0% | 0 |  |  | Select your country | 129
| 98 | E.01.2.2.0.02.a | Office | 0 | 0% | 0 |  |  | Select your country | 98
Civil engineering works | 27 | E.01.2.3.0.01.a | Asphalt road | 0 | 0% | 0 |  |  | Select your country | 27
| 18 | E.01.2.3.0.01.b | Road resurfacing | 0 | 0% | 0 |  |  | Select your country | 18
Total | 500
Pricing policy
First select your country in cell D4 above.
NSIs and CEs should price all seven BQs in full together with the seven labour rates and Profesional fees for each BQ.
Prices should be mid 2024 (June/July) and reflect national averages, in National Currency as per the methodology in previous surveys.
Hyperlinks - to go to any project click the project number above then to return to this sheet click the PLANCO Logo.
There is a full set of documentation including the Construction Pricing Guidelines and the complete set of drawings filed on CIRCABC in the 2024
Construction Survey folder at:
https://circabc.europa.eu/ui/group/0ba7164e-e25d-4a78-ab4e-1a51ab2c6fde/library/008fe764-1b3f-4421-ae8b-7b1eee5ffdcf
Checks and Warnings
Check the summary table above to see that the Total price appears for all the projects that you have priced. If the Total price is blank go to the project
sheet and check that you have inserted the Fees %, then look in the 'Items to be priced' column, the number of unpriced items will be shown and they
will also be marked with an X further down the column. The Total price will not appear until all items have been priced.
Pricing Notes and Comments
We include pricing notes where we think additional information may be useful or where countries have provided useful comments with previous
surveys. If you have priced a different specification to the one shown please describe the differences in the Expert's comments column and
any other relevant comments you deem to be appropriate.
On the Specifications sheet we show tables of typical concrete mixes and ground classifications. Please feel free to email us with further information
as we would like to build up a collection of relevant reference material for the benefit of future surveys.
Real time validation
We have added a column to each project sheet as well as the labour rates and profesional fees sheets to show the percentage changes
from the previous survey. |  |  | Changes will be highlighted if | negative
>50%
>100%
A new 'Item Summary' sheet is provided which allows all item price changes to be compared.
Be careful
The sheets are protected but you can adjust column widths and row heights without turning off the protection.
If you accidentally enter a price in the wrong cell please do not try to move or drag it to the correct cell as this will damage formula even on a
protected sheet. Instead copy the price to the new cell and then delete the original mistake.
The optimum view is displayed at 100% zoom. Other percentage zooms may result in some cells with wrapped text not fully displaying.
If changes are made that prevent automatic data retrieval we may require you to re-enter your data into a new file.
If you have any technical problems with this workbook please contact the PLANCO team at construction@planco.de
Finally
If the summary table above is showing all your data, send a copy of this completed file to your NSI who will forward it to Eurostat via eDAMIS
(dataset PPP_CNSTR_A, reference year 2024)
We will upload your initial dataset to the Validation Tool (VT).
Data omitted from the initial dataset and later validation amendments should be entered directly into the VT by you or your NSI.
37 | Selected
| AL | Albania | AL | 1
| AT | Austria | AT | 2
| BA | Bosnia and Herzegovina | BA | 3
| BE | Belgium | BE | 4
| BG | Bulgaria | BG | 5
| CH | Switzerland | CH | 6
| CY | Cyprus | CY | 7
| CZ | Czechia | CZ | 8
| DE | Germany | DE | 9
| DK | Denmark | DK | 10
| EE | Estonia | EE | 11
| EL | Greece | EL | 12
| ES | Spain | ES | 13
| FI | Finland | FI | 14
| FR | France | FR | 15
| HR | Croatia | HR | 16
| HU | Hungary | HU | 17
| IE | Ireland | IE | 18
| IS | Iceland | IS | 19
| IT | Italy | IT | 20
| LT | Lithuania | LT | 21
| LU | Luxembourg | LU | 22
| LV | Latvia | LV | 23
| ME | Montenegro | ME | 24
| MK | North Macedonia | MK | 25
| MT | Malta | MT | 26
| NL | Netherlands | NL | 27
| NO | Norway | NO | 28
| PL | Poland | PL | 29
| PT | Portugal | PT | 30
| RO | Romania | RO | 31
| RS | Serbia | RS | 32
| SE | Sweden | SE | 33
| SI | Slovenia | SI | 34
| SK | Slovakia | SK | 35
| TR | Türkiye | TR | 36
| ? | Select your country |  | 37

## Fees
|  | Professional fees (Percentage additions) |  |  |  | 7
Professional Fees
Note: Professional fees reflect architects’ fees and engineers’ fees and are estimated as percentage additions. The fees are to cover both the realisation of the project and the supervision of works. The list below details the services which the fees should normally cover though these may be subject to some variation in line with standard practice in your country.
|  | Project | 2023 | 2024 | Change
| E.01.2.1.0.01.a | Detached house |  |  |  | Insert professional fees
| E.01.2.1.0.01.d | Renovation of detached house |  |  |  | Insert professional fees
| E.01.2.1.0.02.a | Apartment |  |  |  | Insert professional fees
Select your country | E.01.2.2.0.01.a | Light industrial |  |  |  | Insert professional fees
| E.01.2.2.0.02.a | Office |  |  |  | Insert professional fees
| E.01.2.3.0.01.a | Asphalt road |  |  |  | Insert professional fees
| E.01.2.3.0.01.b | Road resurfacing |  |  |  | Insert professional fees
Coverage of architects’ and engineers’ fees
Work stage | Activities
A: Inception | • Discuss the client’s requirements including timescale and any financial limits; assess these and give general advice on how to proceed; agree the architect’s services. • Obtain from the client information on ownership and any lessors and lessees of the site, any existing buildings on the site, boundary fences and other enclosures, and any known easement, encroachments, underground services, rights of way, rights of support and other relevant matters. • Visit the site and carry out an initial appraisal. • Advise on the need for other consultants’ services and on the scope of these services. • Advise on the need for specialist contractors, sub-contractors and suppliers to design and execute part of the works to comply with the architect’s requirements. • Advise on the need for site staff. • Prepare where required an outline timetable and fee basis for further services for the client’s approval.
B: Feasibility | • Carry out such studies as may be necessary to determine the feasibility of the client’s requirements; review with the client alternative design and construction approaches and cost implications; advise on the need to obtain planning permissions, approvals under building acts or regulations, and other similar statutory requirements.
C: Outline proposals | • With other consultants where appointed, analyse the client’s requirements; prepare outline proposals and an approximation of the construction cost for the client’s preliminary approval.
D: Scheme design | • With other consultants where appointed develop a scheme design from the outline proposals taking into account amendments requested by the client; prepare a cost estimate; where applicable give an indication of possible start and completion dates for the building contract. The scheme design will illustrate the size and character of the project in sufficient detail to enable the client to agree the spatial arrangements, materials and appearance. • With other consultants where appointed, advise the client of the implications of any subsequent changes on the cost of the project and on the overall programme. • Make where required application for planning permission. The permission itself is beyond the architect’s control and no guarantee that it will be granted can be given.
E: Detail Design | • With other consultants where appointed, develop the scheme design; obtain the client’s approval of the type of construction, quality of materials and standard of workmanship; co-ordinate any design work done by consultants, specialist contractors, sub-contractors and suppliers; obtain quotations and other information in connection with specialist work. • With other consultants where appointed, carry out cost checks as necessary; advise the client of the consequences of any subsequent change on the cost and programme. • Make and negotiate where required applications for approvals under building acts, regulations or other statutory requirements.
F&G: Production information and BQs | • With other consultants where appointed, prepare production information including drawings, schedules and specification of material and workmanship; provide information for bills of quantities, if any, to be prepared: all information complete in sufficient detail to enable a contractor to prepare a tender.
H: Tender action | • Arrange, where relevant, for other contracts to be let prior to the contractor commencing work. • Advise on and obtain the client’s approval to a list of tenderers. • Invite tenders from approved contractors; appraise and advise on tenders submitted. Alternatively, arrange for a price to be negotiated with a contractor.
I: Project planning | • Advise the client on the appointment of contractor and on the responsibilities of the client, contractor and architect under the terms of the building contract; where required prepare the building contract and arrange for it to be signed by the client and the contractor; provide production information as required by the building contract.
J: Operations on site | • Administer the terms of the building contract during operations on site. • Visit the site as appropriate to inspect generally the progress and quantity of the work. • With other consultants where appointed, make where required periodic financial reports to the client including the effect of any variations on the construction cost.
K: Completion | • Administer the terms of the building contract relating to the completion of the work. • Give general guidance on maintenance. • Provide the client with a set of drawings showing the building and the main lines drainage; arrange for drawings of the services installations to be provided.

## Labour
|  | Gross pay (NC per hour) | [6 empty] | 7 | NC = National Currency
Labour rates
Note: Labour rates should reflect contractors' gross costs to employ labour, including pre-tax wages and any additional costs such as insurance, pension contributions, and whatever is custom for that country.
|  | Trade |  | 2023 |  | 2024 |  | % change
|  | General labourers, unskilled | [6 empty] | Insert labour rate
|  | Bricklayer, skilled | [6 empty] | Insert labour rate
|  | Plumber, skilled | [6 empty] | Insert labour rate
Select your country |  | Carpenter, skilled | [6 empty] | Insert labour rate
|  | Structural steel worker, skilled | [6 empty] | Insert labour rate
|  | Electrician, skilled | [6 empty] | Insert labour rate
|  | Machine (equipment) operator, skilled | [6 empty] | Insert labour rate
Trade
| General labourers, unskilled | Bricklayer, skilled | Plumber, skilled |  | Carpenter, skilled |  | Structural steel worker, skilled |  | Electrician, skilled |  | Machine (equipment) operator, skilled
General definition | Performs routine tasks in connection with building construction and demolition work | Lays bricks, pre-cut stones and other types of building blocks in mortar to construct and repair walls, partitions, arches and other structures | Assembles, installs, repairs and maintains pipe systems, fittings and fixtures for water, gas, drainage, sewerage systems, and hydraulic and pneumatic equipment |  | Cuts, shapes, assembles, erects, maintains and repairs various types of structures and fittings made from wood and other materials |  | Assembles, erects and dismantles structural metal frames of buildings and other structures |  | Installs, maintains and repairs electrical wiring systems and related equipment and fixtures |  | Operates machines, such as bulldozers, excavators and front-end loaders, to excavate, grade, level, smooth and compact earth or similar materials
Example tasks (a) | (a) cleaning used building bricks and doing other simple work on demolition sites | (a) laying stone, brick and similar building blocks to construct or repair walls, partitions, fireplaces and other structures such as smokestacks, furnaces, converters, kilns and ovens, piers and abutments | (a) measuring, cutting, threading, bending, jointing, assembling, installing, maintaining and repairing pipes, fittings and fixtures of drainage, heating, water supply and sewerage systems |  | (a) making, altering and repairing structural and other woodwork at a work-bench and on a construction site |  | (a) marking metal framework as a guide when drilling, cutting, and shaping them for use in buildings and other structures |  | (a) installing, maintaining and repairing electrical wiring systems and related equipment in various buildings such as schools, hospitals, commercial establishments, residential buildings and other structures |  | (a) operating and monitoring excavating machinery equipped with moveable shovel, grab-bucket or dragline bucket, to excavate and move earth, rock, sand, gravel or similar materials
Example tasks (b) | (b) mixing pouring and spreading materials such as concrete, plaster and mortar | (b) laying footpaths, kerbs and pavements | (b) installing gas appliances, dishwashers and water heaters, sinks and toilets using hand and power tools |  | (b) constructing, erecting and installing heavy-framed wooden structures on building sites |  | (b) drilling, cutting and shaping structural steel in a workshop |  | (b) examining blueprints, wiring diagrams and specifications to determine sequences and methods of operation |  | (b) operating and monitoring machinery for digging trenches for sewers, drainage, water, oil, gas or similar pipelines
Example tasks (c) | (c) digging and filling holes and trenches using hand held tools | (c) laying bricks or other masonry to build patios, garden walls and other decorative installations | (c) laying clay, concrete or cast-iron pipes in ditches to form sewers, drains or water mains, or for other purposes |  | (c) fitting, assembling and altering internal and external fixtures of buildings, such as walls, doors, door and window frames, facings and panelling |  | (c) erecting steel framework for buildings, bridges and other constructions |  | (c) planning layout and installation of electrical wiring, equipment and fixtures, based on job specifications and relevant standards |  | (c) operating and monitoring machinery equipped with concave steel blade to move, distribute and level earth, sand, snow and other materials
Example tasks (d) | (d) spreading sand, soil, gravel and similar materials |  | (d) inspecting, examining and testing installed systems and pipes, using pressure gauge, hydrostatic testing, observation or other methods |  |  |  | (d) assembling and erecting the framework and other metal parts of structures |  | (d) inspecting electrical systems, equipment, and components to identify hazards, defects, and the need for adjustment or repair |  | (d) operating and monitoring equipment to remove sand, gravel and mud from bottom of body of water
Example tasks (e) | (e) loading and unloading construction materials, excavated material and equipment and transporting them around construction sites using wheelbarrows, and hand trucks | [5 empty] | (e) shaping and fitting structural-steel plates of ships under construction or repair |  | (e) selecting, cutting and connecting wire and cable to terminals and connectors |  | (e) operating and monitoring machines for hammering wooden, concrete or steel piles into ground
Example tasks (f) | (f) cleaning work sites and removing obstructions | [5 empty] | (f) riveting structural-metal members by hand, machine or pneumatic riveter |  | (f) measuring and laying out installation reference points |  | (f) operating and monitoring power roller to compact and smooth layers of materials in making roads, pavements and similar work
Example tasks (g) | [8 empty] | (g) positioning and installing electrical switchboards |  | (g) operating and monitoring machines which spread and smooth concrete or bituminous or tar preparations to construct roadways, roads or similar surfaces
Example tasks (h) | [8 empty] | (h) testing continuity of circuit

## Detached house
E.01.2.1.0.01.a
Provided by RICS 2019
Estimate for a detached house
Preamble
The building is a two-storey, 3-bedroom, detached house built in England in 2017 and located on the outskirts of a suburb of a large city with a small front garden and the building site limited to the backyard. There is to be no interference with road traffic. The building time is limited to 12 months, with work to start in April and occupation the following April. Total GIFA is 125m2 with the storey height being 2.5m. External walls are facing brick and block with cavities partially filled with insulation. Internal walls on the ground floor are load-bearing block and non-load-bearing timber stud partitions. On the second floor, all internal walls are non-load-bearing timber stud partitions. The roof comprises timber trusses covered with clay pan tiles and includes non-converted loft space. Neither the associated street excavation and mains connection work nor the connection charges are included in the estimate. Costs for energy and water incurred on-site should be included in unit prices. Transport of waste to a spoil pit should be calculated based on a distance of 10km unless otherwise specified. All services are to be cleaned and tested beforehand being handed over to the client. "Make good" refers to finishes and means the specified item is finished to a professional level leaving no visible imperfections and may include provisions like filling voids created by the installation and touching up paintwork if necessary.
VT CODE | Item ref | Item specification | Unit | Quantity | 2023 |  | 2024 |  | % change | Items to be priced | Pricing notes | Expert's comments
VT CODE |  |  |  |  | Unit price | Total price | Unit price | Total price
|  | 1. Earthworks | [7 empty] | 95 | 95 items in total
X.00.2.1.1.10.aa | 10.aa | Machine excavation for site strip and foundations in soft ground, up to 1m deep below bottom of site excavation or ground level; load and dump on site stockpile, up to 100m distance | m3 | 39 | #N/A | #N/A |  | 0 |  | X |  |  | #N/A | #N/A
X.00.2.1.1.10.ab | 10.ab | Machine excavation of foul and surface water drainage trenches; dispose of in spoil heap on-site (not including disposal offsite); 450mm wide; 1m deep | m | 25 | #N/A | #N/A |  | 0 |  | X |  |  | #N/A | #N/A
X.00.2.1.1.10.ac | 10.ac | Granular material; type B (20-40mm); supply and place; 150mm thick as sub-base; levelled and compacted | m3 | 9 | #N/A | #N/A |  | 0 |  | X |  |  | #N/A | #N/A
X.00.2.1.1.10.ad | 10.ad | Supply, spread and level 50mm layer of sand as blinding to sub-base | m3 | 3 | #N/A | #N/A |  | 0 |  | X |  |  | #N/A | #N/A
X.00.2.1.1.10.ae | 10.ae | Disposal of uncontaminated excess spoil from site, loading and transporting, distance 5km (excluding tipping fees) | m3 | 39 | #N/A | #N/A |  | 0 |  | X |  |  | #N/A | #N/A
|  |  |  | TOTAL 1 |  | #N/A |  | 0
2. Concrete
X.00.2.1.1.20.aa | 20.aa | Trench fill foundations under walls in C20/25 concrete; including steel rebar reinforcement (130kg/m3), tamped surface to levels | m3 | 18 | #N/A | #N/A |  | 0 |  | X |  |  | #N/A | #N/A
X.00.2.1.1.20.ab | 20.ab | Ground floor slab in C25/30 concrete, including steel fabric mesh reinforcement (150kg/m3), levelled and tamped; 125mm thick | m3 | 6 | #N/A | #N/A |  | 0 |  | X |  |  | #N/A | #N/A
X.00.2.1.1.20.ac | 20.ac | Filling to cavity of hollow walls to ground level in C12/15 concrete; cavity not exceeding 150mm wide | m3 | 1 | #N/A | #N/A |  | 0 |  | X |  |  | #N/A | #N/A
X.00.2.1.1.20.ad | 20.ad | 1200 gauge polythene damp proof membrane laid on sand blinding (priced separately), lapped joints; dressed up wall and into DPC course | m2 | 69 | #N/A | #N/A |  | 0 |  | X |  |  | #N/A | #N/A
X.00.2.1.1.20.ae | 20.ae | Extruded polystyrene (XPS) insulation; 150mm thick laid horizontally over 300mm wide, (0.13W/m2 K) | m2 | 62 | #N/A | #N/A |  | 0 |  | X | 2024 Expanded polystyrene changed to extruded polystyrene. |  | #N/A | #N/A
X.00.2.1.1.20.af | 20.af | Extruded polystyrene (XPS) insulation; 25mm thick fixed vertically not exceeding 300mm wide | m | 51 | #N/A | #N/A |  | 0 |  | X | 2024 Expanded polystyrene changed to extruded polystyrene. |  | #N/A | #N/A
|  |  |  | TOTAL 2 |  | #N/A |  | 0
3. Masonry
X.00.2.1.1.30.aa | 30.aa | Foundation masonry of 100mm 7KN concrete block outer leaf; facing brickwork where exposed, 140mm 7KN concrete block inner leaf, with 100mm wide cavity; stainless steel wall ties at 5 per m2 | m2 | 16 | #N/A | #N/A |  | 0 |  | X |  |  | #N/A | #N/A
X.00.2.1.1.30.ab | 30.ab | Foundation walls of 100mm 7KN concrete blocks to internal partitions | m2 | 5 | #N/A | #N/A |  | 0 |  | X |  |  | #N/A | #N/A
X.00.2.1.1.30.ac | 30.ac | Hyload pitch polymer; 0.9mm thick; horizontal damp proof course; not exceeding 225mm wide | m2 | 8 | #N/A | #N/A |  | 0 |  | X |  |  | #N/A | #N/A
X.00.2.1.1.30.ad | 30.ad | Composite external wall of 100mm facing brickwork outer leaf, 140mm 4KN thermal block inner leaf, with 100mm cavity incorporating 100mm mineral wool insulation; stainless steel wall ties at 5 per m2 | m2 | 161 | #N/A | #N/A |  | 0 |  | X |  |  | #N/A | #N/A
X.00.2.1.1.30.ae | 30.ae | Internal partition walls of 100mm 4KN thermal blockwork | m2 | 18 | #N/A | #N/A |  | 0 |  | X |  |  | #N/A | #N/A
X.00.2.1.1.30.af | 30.af | Close cavity not exceeding 100mm wide between skins of hollow wall at ends, jambs or cills of openings, Manthorpe cavity closer or similar | m | 44 | #N/A | #N/A |  | 0 |  | X |  |  | #N/A | #N/A
X.00.2.1.1.30.ag | 30.ag | Close cavity not exceeding 100mm wide at top of hollow wall with cement-based board bedded in gauged mortar (1:1:6) | m | 38 | #N/A | #N/A |  | 0 |  | X |  |  | #N/A | #N/A
X.00.2.1.1.30.ah | 30.ah | Supply and install prestressed reinforced concrete lintel, 100 x 150mm high, in outer leaf, fair-faced two adjacent sides; 1200mm long | Nr | 4 | #N/A | #N/A |  | 0 |  | X |  |  | #N/A | #N/A
X.00.2.1.1.30.ai | 30.ai | Supply and install prestressed reinforced concrete lintel, 100 x 150mm high, in outer leaf, fair-faced two adjacent sides; 1500mm long | Nr | 11 | #N/A | #N/A |  | 0 |  | X |  |  | #N/A | #N/A
X.00.2.1.1.30.aj | 30.aj | Supply and install prestressed reinforced concrete lintel, 140 x 150mm high, in inner leaf; 1200mm long | Nr | 4 | #N/A | #N/A |  | 0 |  | X |  |  | #N/A | #N/A
X.00.2.1.1.30.ak | 30.ak | Supply and install prestressed reinforced concrete lintel, 140 x 150mm high, in inner leaf; 1500mm long | Nr | 11 | #N/A | #N/A |  | 0 |  | X |  |  | #N/A | #N/A
X.00.2.1.1.30.am | 30.am | Hyload pitch polymer DPC; forming cavity trays; over 300mm wide | m2 | 6 | #N/A | #N/A |  | 0 |  | X |  |  | #N/A | #N/A
|  |  |  | TOTAL 3 |  | #N/A |  | 0
4. Roofing
X.00.2.1.1.40.aa | 40.aa | Clay tile roofing; Sandtoft or similar; alloy nailed alternate courses; 38 x 25mm tanalised softwood battens; Tyvek or similar breathable underfelt; 384 x 267mm clay pantiles; 58mm lap | m2 | 90 | #N/A | #N/A |  | 0 |  | X |  |  | #N/A | #N/A
X.00.2.1.1.40.ab | 40.ab | Clay tile roofing; Sandtoft or similar; 38 x 25mm tanalised softwood battens; extra for eaves with undercloak; build in proprietary ventilation units; bed and point in mortar (1:3) | m | 18 | #N/A | #N/A |  | 0 |  | X |  |  | #N/A | #N/A
X.00.2.1.1.40.ac | 40.ac | Clay tile roofing; Sandtoft or similar; 38 x 25mm tanalised softwood battens; extra for verge with undercloak; bed and point in mortar (1:3) | m | 18 | #N/A | #N/A |  | 0 |  | X |  |  | #N/A | #N/A
X.00.2.1.1.40.ad | 40.ad | Clay tile roofing; Sandtoft or similar; 38 x 25mm tanalised softwood battens; extra for half or third round ridge tiles; bedding and pointing in cement mortar (1:3); double dentil slips both sides; half or third round ridge tiles | m | 10 | #N/A | #N/A |  | 0 |  | X |  |  | #N/A | #N/A
X.00.2.1.1.40.ae | 40.ae | Supply and lay glass fibre insulation between and across joists at 600mm centres in roof space, 0.044W/Mk; 300mm thick | m2 | 63 | #N/A | #N/A |  | 0 |  | X |  |  | #N/A | #N/A
|  |  |  | TOTAL 4 |  | #N/A |  | 0
5.1 Joinery - Carpentry
X.00.2.1.1.51.aa | 51.aa | Fink or W trusses; preservative treated and stress graded softwood; 400mm overhang at eaves; 30 degree pitch; 600mm centres; span 7.20m over wall plate; steel nail plates for connections in truss construction, all to detail | Nr | 15 | #N/A | #N/A |  | 0 |  | X |  |  | #N/A | #N/A
X.00.2.1.1.51.ab | 51.ab | Treated sawn softwood; grade GS; 50 x 100mm wall plates, plasterboard edge support and under restraint noggins | m | 85 | #N/A | #N/A |  | 0 |  | X |  |  | #N/A | #N/A
X.00.2.1.1.51.ac | 51.ac | Treated sawn softwood; grade GS; 25 x 100mm wind bracing to trusses | m | 110 | #N/A | #N/A |  | 0 |  | X |  |  | #N/A | #N/A
X.00.2.1.1.51.ad | 51.ad | Treated sawn softwood; grade SC3; 50 x 200mm joists at 400mm centres; doubled up under partitions as support | m | 167 | #N/A | #N/A |  | 0 |  | X |  |  | #N/A | #N/A
X.00.2.1.1.51.ae | 51.ae | Treated sawn softwood; grade GS; 50 x 200mm solid strutting at mid-span of joists | m | 14 | #N/A | #N/A |  | 0 |  | X |  |  | #N/A | #N/A
X.00.2.1.1.51.af | 51.af | V313 moisture resistant tongued and grooved chipboard or similar boarding to floors; BS5669; 22mm thick to first floor | m2 | 60 | #N/A | #N/A |  | 0 |  | X |  |  | #N/A | #N/A
X.00.2.1.1.51.ag | 51.ag | Treated sawn softwood; grade GS; 50 x 100mm; studwork in partitions; horizontally every 400m and three times vertically (noggins) per floor | m | 253 | #N/A | #N/A |  | 0 |  | X |  |  | #N/A | #N/A
X.00.2.1.1.51.ah | 51.ah | Glass fibre insulation quilt; vertical; to void in partition walls; 100mm thick | m2 | 134 | #N/A | #N/A |  | 0 |  | X |  |  | #N/A | #N/A
X.00.2.1.1.51.ai | 51.ai | Framework; treated sawn softwood; to receive pipe casings; 25 x 38mm vertically; 25 x 25mm horizontally at 450mm centres; two sided; 300mm girth | m | 10 | #N/A | #N/A |  | 0 |  | X |  |  | #N/A | #N/A
X.00.2.1.1.51.aj | 51.aj | Far Eastern hardwood faced MR boarding ply; grade B/BB; 9mm; fixed to framework (exclude framework from price as priced separately); two sided to casings; 300mm girth | m2 | 2 | #N/A | #N/A |  | 0 |  | X |  |  | #N/A | #N/A
X.00.2.1.1.51.ak | 51.ak | Trim out for and install insulated loft hatch (hinged swinging down) incorporating polystyrene slab achieving U value in excess of 0.35 W/m²k; including linings; size of hatch: 550 x 700mm; situated over landing area. | Nr | 1 | #N/A | #N/A |  | 0 |  | X |  |  | #N/A | #N/A
X.00.2.1.1.51.al | 51.al | PVCu fascia, bargeboard and soffit assembly; 200mm fascia/bargeboard and 200mm soffit; including batten support fixed to external wall | m | 38 | #N/A | #N/A |  | 0 |  | X |  |  | #N/A | #N/A
X.00.2.1.1.51.am | 51.am | Supply and install pre-finished internal softwood door and frame in white, standard quality, 25 x 75mm softwood architrave both sides; including ironmongery (pair hinges, latch & lever handles); 826 x 2040 x 40mm; to internal door openings | Nr | 10 | #N/A | #N/A |  | 0 |  | X |  |  | #N/A | #N/A
X.00.2.1.1.51.an | 51.an | Supply and install MDF white standard quality cupboards (base units) 800mm height, comprising 1Nr 1000mm sink base unit, 1Nr 1000mm corner base unit, 4Nr 600mm single base units and 1Nr 600mm base unit for oven. All cupboards to include standard quality finishings: ironmongery, white glossy surface doors and brushed steel handles | Nr | 1 | #N/A | #N/A |  | 0 |  | X |  |  | #N/A | #N/A
X.00.2.1.1.51.ao | 51.ao | Supply and install (wall mounted on bracket) 4Nr 600 x 800mm single MDF white cabinets including standard quality finishings: ironmongery, white glossy surface doors and brushed steel handles (total width of cabinets 2.4m) | Nr | 1 | #N/A | #N/A |  | 0 |  | X |  |  | #N/A | #N/A
X.00.2.1.1.51.ap | 51.ap | Supply and install new standard quality square edge 640mm wide, 38mm thick white laminate faced kitchen worktop, including cutting, jointing and sealing with mastic sealant | m | 6 | #N/A | #N/A |  | 0 |  | X | 2024 "Standard quality square edge" added. |  | #N/A | #N/A
X.00.2.1.1.51.aq | 51.aq | Supply and install standard proprietary softwood pattern staircase; unfinished; straight flight; 13 riser; 2.6m total rise; balustrades in softwood; 25 x 25mm balusters housed at 100mm centres; 50 x 75mm moulded handrail; 25 x 75mm string capping: 100 x 75/100mm newels; 1000mm high raking and horizontal | Nr | 1 | #N/A | #N/A |  | 0 |  | X |  |  | #N/A | #N/A
X.00.2.1.1.51.ar | 51.ar | Supply and install skirtings; wrought softwood; plain square edge: 25 x 145mm or equivalent, gloss paint finish | m | 117 | #N/A | #N/A |  | 0 |  | X | 2024 Gloss paint finish added and more specification provided. |  | #N/A | #N/A
X.00.2.1.1.51.as | 51.as | Window boards; wrought softwood; nosed and tongued: 25 x 225mm | m | 8 | #N/A | #N/A |  | 0 |  | X |  |  | #N/A | #N/A
|  |  |  | TOTAL 5.1 |  | #N/A |  | 0
5.2 Metalwork
X.00.2.1.1.52.aa | 52.aa | Supply and install 3 sections Aluminium loft ladder 12 rungs 1302mm; including anti-slip feet & treads; max. static vertical load: 150kg; fixed to loft hatch to provide access (loft hatch priced separately (51.ak)) | Nr | 1 | #N/A | #N/A |  | 0 |  | X |  |  | #N/A | #N/A
X.00.2.1.1.52.ab | 52.ab | 30 x 5 x 1000mm galvanised heavy duty mild steel restraint straps; fixing to woodwork and masonry | Nr | 28 | #N/A | #N/A |  | 0 |  | X |  |  | #N/A | #N/A
X.00.2.1.1.52.ac | 52.ac | Galvanised steel truss clips; fixing to woodwork; to suit trussed rafter construction at plate; width: 38mm | Nr | 30 | #N/A | #N/A |  | 0 |  | X |  |  | #N/A | #N/A
X.00.2.1.1.52.ad | 52.ad | Galvanised steel joist hangers; build in to masonry: size: 50 x 200mm; as support to ends of floor joists | Nr | 40 | #N/A | #N/A |  | 0 |  | X |  |  | #N/A | #N/A
|  |  |  | TOTAL 5.2 |  | #N/A |  | 0
5.3 Joinery - Windows
X.00.2.1.1.53.aa | 53.aa | Install new pre-finished PVCu casement triple glazed window with two 16mm argon filled cavity (4-16-4-16-4, providing 0.6W/m2 K), including frame, linings, ironmongery and the like: 1200 x 1050mm | Nr | 8 | #N/A | #N/A |  | 0 |  | X |  |  | #N/A | #N/A
X.00.2.1.1.53.ab | 53.ab | Install new pre-finished PVCu casement triple glazed frosted window with two 16mm argon filled cavity (4-16-4-16-4 providing 0.6W/m2 K), including frame, linings, ironmongery and the like: 1200 x 1050mm | Nr | 2 | #N/A | #N/A |  | 0 |  | X |  |  | #N/A | #N/A
X.00.2.1.1.53.ac | 53.ac | Install new pre-finished PVCu single external door and frame, safety double-glazed units with one argon filled cavity (5-18-5, providing 1.1/m2 K), including frame, linings, ironmongery and security (5 locking points); pointing frame externally with coloured mastic sealant; 900 x 2050 x 44mm overall size | Nr | 1 | #N/A | #N/A |  | 0 |  | X |  |  | #N/A | #N/A
X.00.2.1.1.53.ad | 53.ad | Install new pre-finished PVCu pair external glazed French doors and frame, safety double-glazed units with one argon filled cavity (5-18-5, providing 1.1/m2 K), including frame, linings, ironmongery and security (5 locking points); pointing frame externally with coloured mastic sealant; 1200 x 2050 x 44mm overall size | Nr | 1 | #N/A | #N/A |  | 0 |  | X |  |  | #N/A | #N/A
|  |  |  | TOTAL 5.3 |  | #N/A |  | 0
|  |  |  | TOTAL 5 |  | #N/A |  | 0
6. Finishings
X.00.2.1.1.60.aa | 60.aa | Cement and sand (1:3); trowelled finish to floors 65mm thick, float finish; incorporating mesh reinforcement | m2 | 62 | #N/A | #N/A |  | 0 |  | X |  |  | #N/A | #N/A
X.00.2.1.1.60.ab | 60.ab | Cement and sand (1:3) to walls in render coats, overall 10mm thick; finish with 5mm thick coat of plaster | m2 | 186 | #N/A | #N/A |  | 0 |  | X |  |  | #N/A | #N/A
X.00.2.1.1.60.ac | 60.ac | Plasterboard linings to ceilings; 12.5mm wallboard to woodwork backgrounds; Thistle plaster finish; one coat for scrimming joints and filling nail holes | m2 | 123 | #N/A | #N/A |  | 0 |  | X |  |  | #N/A | #N/A
X.00.2.1.1.60.ad | 60.ad | Plasterboard linings to walls; 12.5mm wallboard to woodwork backgrounds; Thistle plaster finish; one coat for scrimming joints and filling nail holes | m2 | 112 | #N/A | #N/A |  | 0 |  | X |  |  | #N/A | #N/A
X.00.2.1.1.60.ae | 60.ae | Supply and install medium quality Polypropylene carpet; pile height 10mm and 10mm recycled PU foam underlay; 2.9 tog rating; including gripper, excluding door bars (measured separately) | m2 | 79 | #N/A | #N/A |  | 0 |  | X | 2024 Door bars excluded |  | #N/A | #N/A
X.00.2.1.1.60.af | 60.af | Supply and install 8mm thick 'standard quality' laminate floor; oak imitation; dimensions c. width 200mm; length 1380mm. Cost to include 5mm underlay | m2 | 41 | #N/A | #N/A |  | 0 |  | X |  |  | #N/A | #N/A
X.00.2.1.1.60.ag | 60.ag | Paint internal wall; two coats vinyl silk emulsion paint white | m2 | 283 | #N/A | #N/A |  | 0 |  | X |  |  | #N/A | #N/A
X.00.2.1.1.60.ah | 60.ah | Paint skirting (height 145mm), one coat undercoat alkyd-based paint, white and one coat gloss, standard quality | m | 117 | #N/A | #N/A |  | 0 |  | X |  |  | #N/A | #N/A
X.00.2.1.1.60.ai | 60.ai | Paint plaster ceiling one coat primer, two coats white vinyl silk emulsion | m2 | 125 | #N/A | #N/A |  | 0 |  | X |  |  | #N/A | #N/A
X.00.2.1.1.60.aj | 60.aj | Glazed ceramic wall tiling 200 x 200 x 10mm white colour, fixing with adhesive | m2 | 15 | #N/A | #N/A |  | 0 |  | X |  |  | #N/A | #N/A
|  |  |  | TOTAL 6 |  | #N/A |  | 0
7.1 Mechanical Installations - Sanitary Installation and plumbing
X.00.2.1.1.71.aa | 71.aa | Extend hot and cold services with 15mm polybutylene push-fit pipes, including all fixings and connections from bathroom to en-suite, 2.5m in length each (5m in total) | Nr | 1 | #N/A | #N/A |  | 0 |  | X |  |  | #N/A | #N/A
X.00.2.1.1.71.ab | 71.ab | Extend soil and waste pipe with 110mm diameter PVCu push-fit pipes, including all fixings and connections from bathroom to en-suite, 5m in length | Nr | 1 | #N/A | #N/A |  | 0 |  | X |  |  | #N/A | #N/A
X.00.2.1.1.71.ac | 71.ac | Supply and install stainless steel; top single bowl sink with drainer, 864 x 514mm (bowl: 360 x 420 x 190mm), Franke NEX211 or equivalent with Stainless steel mixer tap with a single lever; plumbing and waste drainage connections to 1.5m | Nr | 1 | #N/A | #N/A |  | 0 |  | X | 2024 More specification provided |  | #N/A | #N/A
X.00.2.1.1.71.ad | 71.ad | Supply and install 5mm white acrylic bath 1700 x 700mm; 540mm high with white vinyl wrapped MDF panel. Including taps and associated fittings; fixing in position including connecting to services | Nr | 1 | #N/A | #N/A |  | 0 |  | X |  |  | #N/A | #N/A
X.00.2.1.1.71.ae | 71.ae | Supply and install 500mm rectangular basin in white vitreous china with pedestal; standard quality; complete with mixer tap and associated fittings; fixing in position including connecting to services; not exceeding 1.5m from unit | Nr | 3 | #N/A | #N/A |  | 0 |  | X |  |  | #N/A | #N/A
X.00.2.1.1.71.af | 71.af | Supply and install rectangular close coupled WC suite in white vitreous china; standard quality; complete with cistern, seat and flap and associated fittings; fixing in position including connecting to services; not exceeding 1.5m from unit | Nr | 3 | #N/A | #N/A |  | 0 |  | X |  |  | #N/A | #N/A
X.00.2.1.1.71.ag | 71.ag | Supply and install white 900 x 900mm acrylic shower tray, 25mm high and 6mm thick glass quadrant (door); inclusive of waste, complete with associated fittings; fixing in position including connecting to services n.e. 1.5m from unit | Nr | 1 | #N/A | #N/A |  | 0 |  | X |  |  | #N/A | #N/A
X.00.2.1.1.71.ah | 71.ah | Supply and install exposed thermostatic bar mixer shower in chrome specification; Hansgrohe Croma 100 Showerpipe or similar; fixing in position; connecting to services not exceeding 1.5m from unit | Nr | 1 | #N/A | #N/A |  | 0 |  | X |  |  | #N/A | #N/A
X.00.2.1.1.71.ai | 71.ai | Cold water plumbing pipework; surface mounted 15mm copper including associated fittings; 8Nr stop valves; insulated in roof space | m | 35 | #N/A | #N/A |  | 0 |  | X |  |  | #N/A | #N/A
X.00.2.1.1.71.aj | 71.aj | Hot water plumbing pipework; surface mounted 15mm copper including associated fittings; 3Nr stop valves | m | 30 | #N/A | #N/A |  | 0 |  | X |  |  | #N/A | #N/A
X.00.2.1.1.71.ak | 71.ak | Provision of cold water supply, 10m MDPE pipe 20mm dia; metre position to rising main position, including stop cock and non-return valve | Nr | 1 | #N/A | #N/A |  | 0 |  | X |  |  | #N/A | #N/A
X.00.2.1.1.71.al | 71.al | PVCu rainwater pipes and fittings; BS 457668; pipes including shoes and offsets; fixing with standard clips to masonry backgrounds: 68mm diameter | m | 10 | #N/A | #N/A |  | 0 |  | X |  |  | #N/A | #N/A
X.00.2.1.1.71.am | 71.am | PVCu rainwater gutters and fittings; BS 4576; gutters including stop ends and running outlets; fixing with standard clips to woodwork or plastic backgrounds; 112mm dia | m | 18 | #N/A | #N/A |  | 0 |  | X |  |  | #N/A | #N/A
|  |  |  | TOTAL 7.1 |  | #N/A |  | 0
7.2 Mechanical Installations - Heating and hot water supply
X.00.2.1.1.72.aa | 72.aa | Install and commission gas-fired 32kW wall mounted fan-assisted condensing boiler, connecting to, and including, inlet/exhaust flue and pipework | Nr | 1 | #N/A | #N/A |  | 0 |  | X |  |  | #N/A | #N/A
X.00.2.1.1.72.ab | 72.ab | 15mm Polyethylene (PE-X) piping from boiler hot and cold services to sanitary fixtures and fittings complete with all bends, couplers, brackets etc as appropriate and including 4nr valves in total | m | 84 | #N/A | #N/A |  | 0 |  | X |  |  | #N/A | #N/A
X.00.2.1.1.72.ac | 72.ac | 22mm Polyethylene (PE-X) piping for flow and return to boiler | m | 18 | #N/A | #N/A |  | 0 |  | X |  |  | #N/A | #N/A
X.00.2.1.1.72.ad | 72.ad | Wall mounted double-panel double convector steel radiator 600 x 1200mm white; 7324Btu, 2146W output, including thermostatic valve and manual control valve; including connection to pipework | Nr | 10 | #N/A | #N/A |  | 0 |  | X |  |  | #N/A | #N/A
|  |  |  | TOTAL 7.2 |  | #N/A |  | 0
7.3 Mechanical Installations - Ventilation
X.00.2.1.1.73.aa | 73.aa | Form a 150mm diameter aperture in 350mm external cavity wall for venting kitchen beside double door. Supply and install 150mm dia x 350mm PVCu pipe for extractor fan (Note: extractor fan priced separately) | Nr | 1 | #N/A | #N/A |  | 0 |  | X |  |  | #N/A | #N/A
X.00.2.1.1.73.ab | 73.ab | Form a 100mm diameter aperture in 350mm external cavity wall for venting en-suite. Supply and install 100mm dia x 350mm PVCu pipe for extractor fan (Note: extractor fan priced separately) | Nr | 3 | #N/A | #N/A |  | 0 |  | X |  |  | #N/A | #N/A
X.00.2.1.1.73.ac | 73.ac | Supply and install new 100mm extractor fan; (c.20Ltr/sec) connect to ducting and electrics and make good wall finishes on completion of work element | Nr | 3 | #N/A | #N/A |  | 0 |  | X |  |  | #N/A | #N/A
X.00.2.1.1.73.ad | 73.ad | Supply and install new 150mm extractor fan; (c.60Ltr/sec) connect to ducting and electrics and make good wall finishes on completion of work element | Nr | 1 | #N/A | #N/A |  | 0 |  | X |  |  | #N/A | #N/A
|  |  |  | TOTAL 7.3 |  | #N/A |  | 0
|  |  |  | TOTAL 7 |  | #N/A |  | 0
8. Electrical Installations
X.00.2.1.1.80.aa | 80.aa | Supply and install new 6W 90mm LED recessed ceiling light and switch for en-suite, creating new routes and 3m of wiring to electrics | Nr | 14 | #N/A | #N/A |  | 0 |  | X |  |  | #N/A | #N/A
X.00.2.1.1.80.ab | 80.ab | Supply and install new shaving socket to en-suite, creating new routes and 3m of wiring to electrics | Nr | 2 | #N/A | #N/A |  | 0 |  | X |  |  | #N/A | #N/A
X.00.2.1.1.80.ac | 80.ac | Supply and install standard built in electric oven (600 x 600 x 600mm) and induction hob including wires and routing to electrics | Nr | 1 | #N/A | #N/A |  | 0 |  | X |  |  | #N/A | #N/A
X.00.2.1.1.80.ad | 80.ad | Supply and install new smart smoke & Carbon Monoxide alarm (Nest S3000 Protect or equivalent); wire into electrics for fail-safe (assume 2m of wire required) | Nr | 2 | #N/A | #N/A |  | 0 |  | X |  |  | #N/A | #N/A
X.00.2.1.1.80.af | 80.af | Supply and install double switched sockets to all rooms, hall and landing areas excluding toilet, bathroom and en-suite, creating routes and 3m of wiring in sheathing to electrics for each outlet, make good | Nr | 28 | #N/A | #N/A |  | 0 |  | X |  |  | #N/A | #N/A
X.00.2.1.1.80.ag | 80.ag | Supply and install consumer unit; metalclad 8-way; SPN 240V; single phase, complete with circuit breakers and RCDs | Nr | 1 | #N/A | #N/A |  | 0 |  | X |  |  | #N/A | #N/A
|  |  |  | TOTAL 8 |  | #N/A |  | 0
9. Drainage System
X.00.2.1.1.90.aa | 90.aa | 150mm bed and surround in pea shingle and 150mm covering of pea shingle to pipes; 110mm dia, 450mm wide (allow a total of 0.135m3 pea shingle per m) | m | 25 | #N/A | #N/A |  | 0 |  | X |  |  | #N/A | #N/A
X.00.2.1.1.90.ab | 90.ab | PVCu pipes; OsmaDrain or similar; 110mm dia soil waste pipework complete with accessories including connectors, bends, access doors, branches etc; fixing with standard clips | m | 25 | #N/A | #N/A |  | 0 |  | X |  |  | #N/A | #N/A
X.00.2.1.1.90.ad | 90.ad | PVCu inspection chambers; granular bed and surround; 110mm; 475mm diameter base, raising piece, medium duty cover and frame; 930mm deep | Nr | 2 | #N/A | #N/A |  | 0 |  | X |  |  | #N/A | #N/A
|  |  |  | TOTAL 9 |  | #N/A |  | 0
|  | Please complete details below for Fees |  |  | Chapter | 2023 | Chapter | 2024 | % Change
[6 empty] | Total |  | Total
[5 empty] | 1 | #N/A | 1 | 0
[5 empty] | 2 | #N/A | 2 | 0
[5 empty] | 3 | #N/A | 3 | 0
[5 empty] | 4 | #N/A | 4 | 0
[5 empty] | 5 | #N/A | 5 | 0
[5 empty] | 6 | #N/A | 6 | 0
[5 empty] | 7 | #N/A | 7 | 0
[5 empty] | 8 | #N/A | 8 | 0
[5 empty] | 9 | #N/A | 9 | 0
[5 empty] | General Total | 0 | General Total | 0
| ARCHITECT'S AND ENGINEER'S FEES (% of general total ) |  |  |  |  | #VALUE! | 0% | 0 |  | see FEES sheet
[5 empty] | TOTAL PRICE | #VALUE! | TOTAL PRICE |  |  | Check unpriced items marked X above

## Renovation of detached house
E.01.2.1.0.01.d
Provided by RICS 2018
Estimate for renovation of a detached house
Preamble
The building to be renovated is a two-storey detached house built in England during the late 1980s, and located on the outskirts of a suburb of a large city with a small front garden and the building site limited to the backyard. There is to be no interference with road traffic and during the renovation work the occupants will vacate the premises and move elsewhere. The building time is limited to three months, with work to start in April and occupation by June at the latest. Total GIFA amounts is c. 125m2 with the storey height being 2.5m. External walls are facing brick and block cavity partially filled with insulation. Internal walls on the ground floor are load bearing block and non-load bearing timber stud partitions. On the second floor all internal walls are non-load bearing timber stud partitions. The roof comprises timber trusses covered with clay pan tiles and includes non-converted loft space. All lose furniture will be removed prior to the commencement of works. The ground floor living room will be expanded to include the floor space of the study with the internal wall being knocked through. A new window will be added to the side wall of the newly expanded living room to provide natural light throughout the day. The kitchen will be refurbished and feature new cabinets, cupboards, cooker etc. with all electrical and plumbing supplies being disconnected prior to commencement of the works. The existing combi boiler will be replaced with a more energy efficient one. All light fittings, pendants and bulbs will be replaced with new energy efficient ones. On the second floor the linen cupboard will be removed and the existing door used to access bedroom 1 will be blocked up. The access originally for linen cupboard will be expanded to accommodate a larger door and the linen cupboard rear wall will be knocked through providing access to bedroom 1. An internal wall will be added to bedroom 1 creating space for an en-suite which will include shower quadrant, basin and WC. The whole house will be redecorated with paint to ceilings, walls and skirting's. New carpet will be laid in all areas except kitchen, utility, en-suite, toilet and bathroom which will feature new laminate flooring. "Make good" refers to finishes and means the specified item is finished to a professional level leaving no visible imperfections and may include provision like filling voids created by installation and touching up paintwork if necessary.
VT CODE | Item ref | Item specification | Unit | Quantity | 2023 |  | 2024 |  | % change | Items to be priced | Pricing notes | Expert's comments
VT CODE |  |  |  |  | Unit price | Total price | Unit price | Total price
|  | 3. Masonry | [7 empty] | 49 | 49 items in total |  | #REF!
X.00.2.1.5.30.aa | 30.aa | Form new window opening: 1200 x 1050mm with sills in 350mm external cavity wall: cut opening, provide and build in suitable steel lintel over, cavity gutters, closing cavities, vertical damp proof courses; making good plaster work internally and extending to reveals | Nr | 1 | #N/A | #N/A |  | 0 |  | X
|  |  |  | TOTAL 3 |  | #N/A |  | 0
4. Roofing
X.00.2.1.5.40.aa | 40.aa | Take up, remove and dispose of in skip on-site (not including disposal off-site); defective glass fibre insulation quilt between joists; 100mm thick | m2 | 63 | #N/A | #N/A |  | 0 |  | X
X.00.2.1.5.40.ab | 40.ab | Supply and lay glass fibre insulation between and across joists at 600mm centres in roof space, 0.044W/Mk; 300mm thick | m2 | 63 | #N/A | #N/A |  | 0 |  | X
|  |  |  | TOTAL 4 |  | #N/A |  | 0
5.1 Joinery - Carpentry
X.00.2.1.5.51.aa | 51.aa | Take up, remove and dispose of in skip on-site (not including disposal offsite); internal stud wall comprising of 38 x 75mm softwood head, sole plate and vertical studs at 400mm centres with horizontal noggins at 600mm centres, clad both sides with 12.5mm wallboard. Once stud wall removed make good and extending finishing's | m2 | 14 | #N/A | #N/A |  | 0 |  | X
X.00.2.1.5.51.ab | 51.ab | Take up, remove and dispose of in skip on-site (not including disposal offsite); kitchen cupboards and worktop, incl. oven, hob and sink and taps. Kitchen comprises 1x 1000mm sink base unit with dummy drawer lines, 1000mm corner base unit, 4x 600mm single base unit with drawer lines and 1x 600mm base unit housing oven (assume 20m manual transportation) | Nr | 1 | #N/A | #N/A |  | 0 |  | X
X.00.2.1.5.51.ac | 51.ac | Take up, remove and dispose of in skip on-site (not including disposal offsite); softwood internal door and frame, 1981 x 762 x 35mm | Nr | 1 | #N/A | #N/A |  | 0 |  | X
X.00.2.1.5.51.ad | 51.ad | Timber stud partition or the like comprising 75mm studs at 400mm centres, including 75mm mineral wool between studs, both faces lined with 12.5mm plasterboard with taped joints, polythene acoustic sealant and make good and extending finishing's including skirting | m2 | 8 | #N/A | #N/A |  | 0 |  | X
X.00.2.1.5.51.ae | 51.ae | Form new door opening 2040 x 826mm in 75mm timber stud walls or the like, make good and extending finishing's | Nr | 1 | #N/A | #N/A |  | 0 |  | X
X.00.2.1.5.51.af | 51.af | Take up, remove and dispose of in skip on-site (not including disposal offsite); softwood linen cupboard door 1981 x 690mm, enlarge opening and fit new frame and door 2040 x 826mm to bedroom 1 and make good and extending finishing's | Nr | 1 | #N/A | #N/A |  | 0 |  | X
X.00.2.1.5.51.ag | 51.ag | Take up, remove and dispose of in skip on-site (not including disposal offsite); softwood door. Supply and install new pre-finished internal softwood door and frame in white, 2040 x 826 x 40mm, standard quality, including ironmongery | Nr | 10 | #N/A | #N/A |  | 0 |  | X
X.00.2.1.5.51.ah | 51.ah | Supply and install MDF white standard quality cupboards (base units) 800mm height, comprising 1Nr 1000mm sink base unit, 1Nr 1000mm corner base unit, 4Nr 600mm single base units and 1Nr 600mm base unit for oven. All cupboards to include standard quality finishings: ironmongery, white glossy surface doors and brushed steel handles | Nr | 1 | #N/A | #N/A |  | 0 |  | X
X.00.2.1.5.51.ai | 51.ai | Supply and install (wall mounted on bracket) 4Nr 600 x 800mm single MDF white cabinets including standard quality finishings: ironmongery, white glossy surface doors and brushed steel handles (total width of cabinets 2.4m) | Nr | 1 | #N/A | #N/A |  | 0 |  | X
X.00.2.1.5.51.aj | 51.aj | Supply and install new standard quality square edge 640mm wide, 38mm thick white laminate faced kitchen worktop, including cutting, jointing and sealing with mastic sealant | m | 6 | #N/A | #N/A |  | 0 |  | X | 2024 "Standard quality square edge" added.
|  |  |  | TOTAL 5.1 |  | #N/A |  | 0
5.3 Joinery - Windows
X.00.2.1.5.53.aa | 53.aa | Take up, remove and dispose of in skip on-site (not including disposal offsite); timber casement windows in 1200mm x 1050mm with frame, linings, ironmongery and the like | Nr | 9 | #N/A | #N/A |  | 0 |  | X
X.00.2.1.5.53.ab | 53.ab | Install new pre-finished PVCu casement triple glazed window with two 16mm argon filled cavity (4-16-4-16-4, providing 0.6W/m2 K), including frame, linings, ironmongery and the like: 1200 x 1050mm | Nr | 8 | #N/A | #N/A |  | 0 |  | X
X.00.2.1.5.53.ac | 53.ac | Install new pre-finished PVCu casement triple glazed frosted window with two 16mm argon filled cavity (4-16-4-16-4 providing 0.6W/m2 K), including frame, linings, ironmongery and the like: 1200 x 1050mm | Nr | 2 | #N/A | #N/A |  | 0 |  | X
|  |  |  | TOTAL 5.2 |  | #N/A |  | 0
|  |  |  | TOTAL 5 |  | #N/A |  | 0
6. Finishings
X.00.2.1.5.60.aa | 60.aa | Take up, remove and dispose of in skip on-site (not including disposal offsite); 2mm thick linoleum floor; including adhesive | m2 | 36 | #N/A | #N/A |  | 0 |  | X
X.00.2.1.5.60.ab | 60.ab | Take up, remove and dispose of in skip on-site (not including disposal offsite); 10mm thick clay wall tiles including sealants and adhesives | m2 | 15 | #N/A | #N/A |  | 0 |  | X
X.00.2.1.5.60.ac | 60.ac | Take up, remove and dispose in skip on-site (not including disposal offsite); carpet and underlay including tack strips | m2 | 83 | #N/A | #N/A |  | 0 |  | X
X.00.2.1.5.60.ad | 60.ad | Supply and install medium quality Polypropylene carpet; pile height 10mm and 10mm recycled PU foam underlay; 2.9 tog rating; including gripper, excluding door bars (measured separately) | m2 | 79 | #N/A | #N/A |  | 0 |  | X | 2024 Door bars now excluded.
X.00.2.1.5.60.ae | 60.ae | Supply and install 8mm thick 'standard quality' laminate floor; oak imitation; dimensions c. width 200mm; length 1380mm. Cost to include 5mm underlay | m2 | 41 | #N/A | #N/A |  | 0 |  | X
X.00.2.1.5.60.af | 60.af | Paint internal wall; two coats vinyl silk emulsion paint white | m2 | 283 | #N/A | #N/A |  | 0 |  | X
X.00.2.1.5.60.ag | 60.ag | Paint new plaster walls internally; one coat primer, two coats vinyl silk emulsion paint, white | m2 | 5 | #N/A | #N/A |  | 0 |  | X
X.00.2.1.5.60.ah | 60.ah | Paint skirting (height 145mm), one coat undercoat alkyd-based paint, white and one coat gloss, standard quality | m | 117 | #N/A | #N/A |  | 0 |  | X
X.00.2.1.5.60.ai | 60.ai | Paint plaster ceiling one coat primer, two coats white vinyl silk emulsion | m2 | 125 | #N/A | #N/A |  | 0 |  | X
X.00.2.1.5.60.aj | 60.aj | Glazed ceramic wall tiling 200 x 200 x 10mm white colour, fixing with adhesive | m2 | 15 | #N/A | #N/A |  | 0 |  | X
|  |  |  | TOTAL 6 |  | #N/A |  | 0
7.1 Mechanical Installations - Sanitary Installation and plumbing
X.00.2.1.5.71.aa | 71.aa | Extend hot and cold services with 15mm polybutylene push-fit pipes, including all fixings and connections from bathroom to en-suite, 2.5m in length each (5m in total) | Nr | 1 | #N/A | #N/A |  | 0 |  | X
X.00.2.1.5.71.ab | 71.ab | Extend soil and waste pipe with 110mm diameter PVCu push-fit pipes, including all fixings and connections from bathroom to en-suite, 5m in length | Nr | 1 | #N/A | #N/A |  | 0 |  | X
X.00.2.1.5.71.ac | 71.ac | Isolate water and disconnect, remove and dispose of in skip on-site (not including disposal offsite); PVCu bath 1700 x 700mm; 5mm thick | Nr | 1 | #N/A | #N/A |  | 0 |  | X
X.00.2.1.5.71.ad | 71.ad | Isolate water and disconnect, remove and dispose of in skip on-site (not including disposal offsite); WC | Nr | 2 | #N/A | #N/A |  | 0 |  | X
X.00.2.1.5.71.ae | 71.ae | Isolate water and disconnect, remove and dispose of in skip on-site (not including disposal offsite); 500mm basin | Nr | 2 | #N/A | #N/A |  | 0 |  | X
X.00.2.1.5.71.af | 71.af | Isolate water and disconnect, remove and dispose of in skip on-site (not including disposal offsite); shower unit, incl. trap | Nr | 1 | #N/A | #N/A |  | 0 |  | X
X.00.2.1.5.71.ag | 71.ag | Supply and install 5mm white acrylic bath 1700 x 700mm; 540mm high with white vinyl wrapped MDF panel. Including taps and associated fittings; fixing in position including connecting to services | Nr | 1 | #N/A | #N/A |  | 0 |  | X
X.00.2.1.5.71.ah | 71.ah | Supply and install 500mm rectangular basin in white vitreous china with pedestal; standard quality; complete with mixer tap and associated fittings; fixing in position including connecting to services; not exceeding 1.5m from unit | Nr | 3 | #N/A | #N/A |  | 0 |  | X
X.00.2.1.5.71.ai | 71.ai | Supply and install rectangular close coupled WC suite in white vitreous china; standard quality; complete with cistern, seat and flap and associated fittings; fixing in position including connecting to services; not exceeding 1.5m from unit | Nr | 3 | #N/A | #N/A |  | 0 |  | X
X.00.2.1.5.71.aj | 71.aj | Supply and install white 900 x 900mm acrylic shower tray, 25mm high and 6mm thick glass quadrant (door); inclusive of waste, complete with associated fittings; fixing in position including connecting to services n.e. 1.5m from unit | Nr | 1 | #N/A | #N/A |  | 0 |  | X
X.00.2.1.5.71.ak | 71.ak | Supply and install exposed thermostatic bar mixer shower in chrome specification; Hansgrohe Croma 100 Showerpipe or similar; fixing in position; connecting to services not exceeding 1.5m from unit | Nr | 1 | #N/A | #N/A |  | 0 |  | X
|  |  |  | TOTAL 7.1 |  | #N/A |  | 0
7.2 Mechanical Installations - Heating and hot water supply
X.00.2.1.5.72.aa | 72.aa | Isolate power and disconnect, remove and dispose of in skip on-site (not including disposal offsite); existing boiler and replace with new gas-fired, 32kW wall mounted fan-assisted condensing boiler, including draining down system as necessary and connecting to and including, inlet/exhaust flue and pipework | Nr | 1 | #N/A | #N/A |  | 0 |  | X
|  |  |  | TOTAL 7.2 |  | #N/A |  | 0
7.3 Mechanical Installations - Ventilation
X.00.2.1.5.73.aa | 73.aa | Form a 150mm diameter aperture in 350mm external cavity wall for venting kitchen beside double door. Supply and install 150mm dia x 350mm PVCu pipe for extractor fan (Note: extractor fan priced separately) | Nr | 1 | #N/A | #N/A |  | 0 |  | X
X.00.2.1.5.73.ab | 73.ab | Form a 100mm diameter aperture in 350mm external cavity wall for venting en-suite. Supply and install 100mm dia x 350mm PVCu pipe for extractor fan (Note: extractor fan priced separately) | Nr | 1 | #N/A | #N/A |  | 0 |  | X
X.00.2.1.5.73.ac | 73.ac | Supply and install new 100mm extractor fan; (c.20Ltr/sec) connect to ducting and electrics and make good wall finishes on completion of work element | Nr | 3 | #N/A | #N/A |  | 0 |  | X
X.00.2.1.5.73.ad | 73.ad | Supply and install new 150mm extractor fan; (c.60Ltr/sec) connect to ducting and electrics and make good wall finishes on completion of work element | Nr | 1 | #N/A | #N/A |  | 0 |  | X
|  |  |  | TOTAL 7.3 |  | #N/A |  | 0
|  |  |  | TOTAL 7 |  | #N/A |  | 0
8. Electrical Installations
X.00.2.1.5.80.aa | 80.aa | Rewire light switch in living room (incl. former study) using existing wires and routes so they operate both lights together and making good | Nr | 2 | #N/A | #N/A |  | 0 |  | X
X.00.2.1.5.80.ab | 80.ab | Move light switch for bedroom 1 to new door location and rewire to electrics using existing wires and route and making good | Nr | 1 | #N/A | #N/A |  | 0 |  | X
X.00.2.1.5.80.ac | 80.ac | Supply and install new 6W 90mm LED recessed ceiling light and switch for en-suite, creating new routes and 3m of wiring to electrics | Nr | 1 | #N/A | #N/A |  | 0 |  | X
X.00.2.1.5.80.ad | 80.ad | Supply and install new shaving socket to en-suite, creating new routes and 3m of wiring to electrics | Nr | 1 | #N/A | #N/A |  | 0 |  | X
X.00.2.1.5.80.ae | 80.ae | Supply and install standard built in electric oven (600 x 600 x 600mm) and induction hob including wires and routing to electrics | Nr | 1 | #N/A | #N/A |  | 0 |  | X
X.00.2.1.5.80.af | 80.af | Isolate power and disconnect, remove and dispose of in skip on-site (not including disposal offsite); light fittings from ceiling and replace with 500mm pendant; 9W E27 LED - standard shape bulb | Nr | 12 | #N/A | #N/A |  | 0 |  | X
X.00.2.1.5.80.ag | 80.ag | Supply and install new smart smoke & Carbon Monoxide alarm (Nest S3000 Protect or equivalent); wire into electrics for fail-safe (assume 2m of wire required) | Nr | 2 | #N/A | #N/A |  | 0 |  | X
|  |  |  | TOTAL 8 |  | #N/A |  | 0
|  | Please complete details below for Fees |  |  | Chapter | 2023 | Chapter | 2024 | % Change
[6 empty] | Total |  | Total
[5 empty] | 3 | #N/A | 3 | 0
[5 empty] | 4 | #N/A | 4 | 0
[5 empty] | 5 | #N/A | 5 | 0
[5 empty] | 6 | #N/A | 6 | 0
[5 empty] | 7 | #N/A | 7 | 0
[5 empty] | 8 | #N/A | 8 | 0
[5 empty] | General Total | 0 | General Total | 0
| ARCHITECT'S AND ENGINEER'S FEES (% of general total ) |  |  |  |  | #VALUE! | 0% | 0 |  | see FEES sheet
[5 empty] | TOTAL PRICE | #VALUE! | TOTAL PRICE |  |  | Check unpriced items marked X above

## Apartment
E.01.2.1.0.02.a
Provided by Switzerland - 2012
Estimate for an apartment block
Preamble
This 7 storey block of 39 apartments, was built in 2009 in the greater Geneva metropolitan area, far away enough from the centre to be out of the hot spots and still representative for the urban area. It has two entrances, internal staircases and elevators and is constructed from in situ concrete and brick walls. The specification includes underfloor heating and covers up to date fire isolation requirements. - the underground garage and various store rooms have been omitted, as have nuclear and chemical protection cellars which are a unique Swiss requirement - the 'cantilever connection system elements' or 'thermal break solution elements', (e.g. maxfrank.co.uk - reinforcements technologies) between floors and balconies have been omitted - The number of different floor layouts has been reduced and has been taken into account in the quantities. The number of different window sizes and styles has been reduced - electrical and sanitary equipment item specifications have been set up to allow some items to either be priced separately or to be included in the rates for other items - see pricing notes for the use of sub-components - all needed specifications have been given directly in the text of the sub-components and these should be taken into account when pricing items directly The original design has been simplified slightly and certain more complex details have been excluded to make the construction appropriate to a wider range of countries. Where possible apply European standards for construction products Index 1) Concrete as defined by europ. Norm Index 2) Steel S 500 as defined by europ. Norm Index 3) Formwork as defined by europ. Norm
Pricing notes
Sub-components Swiss specifications for item sub components and quantities are shown in blue in the cells below items and, for comparability of pricing, should be followed whenever possible. You do not have to price sub components individually, but may do so if it helps you build up the overall item rate. These sections have some unprotected space in case you need to make additional calculations but please follow the Swiss proposals as closely as possible. Sub component rates and details are not entered into the validation tool. Sub components may be left blank or priced; amended or unamended. There is some additional space to add further sub items. You may need to insert your own formulae. They are not included in the Validation Tool Item rates The total rate for each item should be entered into the highlighted cells under the heading '2023 Unit Price'. Either enter a rate directly into the cell or a formula linking to your rate built up from sub-component prices. In the mechanical and electrical chapters some general items may be priced separately or included in the other rates. If they are included in other rates you will need to enter a zero to complete the pricing process. Item rates will be entered into the validation tool. Preliminaries The cost of preliminaries (together with contactor's overheads and profit) should be included in the item rates as a percentage addition spread evenly across all items, please read the 'Pricing Guidelines' for further advice. The section below shows items and quantities that Switzerland thinks are appropriate for this project. The table is unprotected and you may use or adapt it if you think it will be helpful in determining the correct percentage addition for your country, or you may leave it unpriced. The list is not comprehensive and items should be included, excluded or amended according to normal practice in your country. Items in this table do not appear in the Validation Tool.
| Preliminaries Percentage Calculator | [9 empty] | For information only, NOT included in Project Total - see Preliminaries note above.
| Item ref |  | Item specification | Unit | Quantity | Unused columns |  | 2024
[8 empty] | Sub-component Rate | Sub-component price | Unit price | Total price
| 0 | G | 0. General site facilities
| 0.1 | D0 | Barriers and temporary enclosures | m | 170 | [5 empty] | 0
| 0.1 | S1 | Building site fencing, metal wire mesh panel type, 10 X 20 cm meshs, diameter of steel wire about mm 5, height 2 m, fixed on concrete stands. | m | 170 |  |  |  | 0
| 0.1 | S2 | Entrance gate, 4 m width, plus a 1m wicket door, of the same type as building site fence | Nr | 1 |  |  |  | 0
|  |  | item total | m | 170 |  |  | 0 | 0
| 0.2 | D0 | Access roads, site compounds | m2 | 100 | [5 empty] | 0
| 0.2 | S1 | Access roads, building site compounds (excavation of soil by 50cm layer + supply and placing of pit gravel by 50cm layer) | m2 | 100 |  |  |  | 0
|  |  | item total | m2 | 100 |  |  | 0 | 0
| 0.3 | D0 | Site office for clerk of works | Nr | 1 | [5 empty] | 0
| 0.3 | S1 | Temporary containers (dimension 9 m x 2.5 m): Works management offices, meeting, etc | Nr | 3 |  |  |  | 0
| 0.3 | S2 | Rental period (u= month) | Nr | 12 |  |  |  | 0
|  |  | item total | Nr | 1 |  |  | 0 | 0
| 0.4 | D0 | Temporary facilities (Installation of temporary services) | Nr | 1 | [5 empty] | 0
| 0.4 | S1 | Temporary facilities 1 x sanitary unit, sewage system; Ø 125cm and 50 m long. Cut and fill included. | Nr | 1 |  |  |  | 0
| 0.4 | S2 | Temporary facilities: Electricity Temporary panel with a meter for a PW of 80 KW with circuit breakers. | Nr | 1 |  |  |  | 0
| 0.4 | S3 | Temporary facilities: water, sewage; Ø PE 50 and 50 m long. Cut and fill included. | Nr | 1 |  |  |  | 0
|  |  | item total | Nr | 1 |  |  | 0 | 0
| 0.5 | D0 | Front scaffolding (0.6m width) | m2 | 2576 | [5 empty] | 0
| 0.5 | S1 | Light front scaffolding (200kg loads, cm 60 width ) height 18 m, including safety devices: return journey, installing, fitting, removing, commissioning operations . | m2 | 2576 |  |  |  | 0
| 0.5 | S2 | Front scaffolding rental (quantity = m2 x 6 months) | m2 / month | 15465 |  |  |  | 0
|  |  | item total | m2 | 2576 |  |  | 0 | 0
| 0.6 | A | GENERAL EXPENSES
| 0.6 | D0 | Cleaning of the building (prior to client handover) | m2 | 4229 | [5 empty] | 0
| 0.6 | S1 | Complete cleaning of the buildings including: scouring the floors, vacuuming the parquet floors and cabinet bases, including complete cleaning of the cabinets. Complete cleaning. Cleaning the windows inside and outside panels as well as dusting all the interior iron works to make the buildings ready to use. Cleaning the heating elements. Cleaning of the lamps and suspended ceiling. | m2 | 4229 |  |  |  | 0
|  |  | item total | m2 | 4229 |  |  | 0 | 0
|  |  | Additional items | Nr | 1 | [5 empty] | 0
|  |  | item total | Nr | 1 |  |  | 0 | 0
[5 empty] | TOTAL | [5 empty] | 0
[5 empty] | Total project cost excluding fees from below | [5 empty] | 0
Preliminaries / (project cost - preliminaries) not included in the rates below
Please include this built up percentage or another suitable percentage for Preliminaries + Contractor's overheads
and profit in the item unit rates below.
The table above is unprotected and not included in the Validation Tool
VT CODE | Item ref |  | Item specification | Unit | Quantity | 2023 |  | 2024 |  |  |  | % change | Items to be priced | Pricing notes | Expert's comments
VT CODE | [5 empty] | Unit price | Total price | Sub-component Rate | Sub-component price | Unit price | Total price
|  | D00 | 1. Earthworks | [9 empty] | 70 | 70 items in total
| 1 | D01 | Excavation of great volume, assigned in general to specialized companies; this group includes the earthworks related to fill excavations for building as well as the required building site facilities; the earthworks carried out by the masonry contractor are not included here. (loose ground, with 25% breaking up)
X.00.2.1.4.10.aa | 10.aa |  | Excavating of topsoil; 210 - 300mm in depth | m3 | 170 | #N/A | #N/A |  |  |  | 0 |  | X
| 1.1 | S1 | Top soil machine scraping, horizontal surfaces or slope land up to 1:4. Theoretical bill of quantities volume, (in place) thickness 21 to 30 cm , including loading on vehicle. | m3 | 170 |  |  |  | 0
| 1.1 | S2 | Transportation, bills of quantities by theoretical volume, 5 to 50 m and unloaded on the building site premises (theoretical volume) | m3 | 170 |  |  |  | 0
|  |  | item total | m3 | 170 |  |  | 0 | 0
X.00.2.1.4.10.ab | 10.ab |  | Excavating; up to 2.5m in depth | m3 | 1330 | #N/A | #N/A |  |  |  | 0 |  | X
| 1.2 | S1 | Machine excavation works, horizontal surfaces or slope land up to 1:3. Unshielded excavations, up to 2,50m in depth. Including loading on vehicle. | m3 | 1330 |  |  |  | 0
| 1.2 | S2 | Compaction of the excavation bottom. | m2 | 570 |  |  |  | 0
| 1.2 | S3 | Transportation, bills of quantities by theoretical volume, 5 to 50 m and unloaded on the building site premises (theoretical volume) | m3 | 200 |  |  |  | 0
| 1.2 | S4 | Transport of surplus earth to an external site, with 5 km range maximum, including disposal taxes, bill of quantities: theoretical volume | m3 | 1130 |  |  |  | 0
|  |  | item total | m3 | 1330 |  |  | 0 | 0
X.00.2.1.4.10.ac | 10.ac |  | Slope protections works (slope 3:2); 0.5mm plastic sheets | m2 | 200 | #N/A | #N/A |  |  |  | 0 |  | X
| 1.3 | S1 | 0.5 mm plastic sheets | m2 | 200 |  |  |  | 0
|  |  | item total | m2 | 200 |  |  | 0 | 0
X.00.2.1.4.10.ad | 10.ad |  | Backfilling against walls below ground level | m3 | 280 | #N/A | #N/A |  |  |  | 0 |  | X
| 1.4 | S1 | Reclaiming the soil disposed of, through 30 cm layer compaction. (Reclaiming, loading, placing) | m3 | 200 |  |  |  | 0
| 1.4 | S2 | Supplying, transporting and setting clean materials, crusher-run aggregate size 16 to 32 mm for backfilling. | m3 | 80 |  |  |  | 0
|  |  | item total | m3 | 280 |  |  | 0 | 0
[5 empty] | TOTAL 1 |  | #N/A |  |  |  | 0
2. Concrete
X.00.2.1.4.20.aa | 20.aa |  | Raft foundation or ground slab, reinforced concrete 300mm thick | m2 | 570 | #N/A | #N/A |  |  |  | 0 |  | X
| 2.1 | D1 | Foundation raft, 30 cm thick concrete, steel = 90 kg/m3 including form-work, steels and additives
| 2.1 | D2 | - thickness 0.3 m
| 2.1 | D3 | - Concrete volume (total) 171 m3
| 2.1 | D4 | - Concrete surface (total) 570 m2
| 2.1 | S1 | peripheral formwork (banks) 30 cm high | m2 | 37 |  |  |  | 0
| 2.1 | S2 | Concrete B35/25 2) | m3 | 171 |  |  |  | 0
| 2.1 | S3 | Reinforcement steel S 500 1) (bent all Ø mm 6 to 14) | kg | 15390 |  |  |  | 0
| 2.1 | S4 | Lean concrete blinding 10 cm thick | m2 | 570 |  |  |  | 0
| 2.1 | S5 | Surface treatment, floated finish (mechanical treatment to have constant thickness and smooth surface) | m2 | 570 |  |  |  | 0
| 2.1 | S6 | Miscellaneous (edges, seals) (typically between 5 - 10 % of all the other sub-components) | % | 0 |  |  |  | 0
|  |  | item total | m2 | 570 |  |  | 0 | 0
X.00.2.1.4.20.ab | 20.ab |  | Staircases and landings reinforced concrete insitu. Thickness 210 - 250mm | m2 | 246 | #N/A | #N/A |  |  |  | 0 |  | X
| 2.2 | D1 | Flights cast installed. Constant dim. : width 120 cm, tread 27 cm, riser 17.5 cm. Height to climb by half-flight 140 cm, 6 no floor heights (storeys). Including miscellaneous.
| 2.2 | D2 | - thickness 0.25 m
| 2.2 | D3 | - Concrete volume (total) 62 m3
| 2.2 | D4 | - Concrete surface (total) 246 m2
| 2.2 | S1 | High standard formwork Type 4 3), (architectural concrete, ready to paint surface) | m2 | 246 |  |  |  | 0
| 2.2 | S2 | Concrete B35/25 2) | m3 | 62 |  |  |  | 0
| 2.2 | S3 | Reinforcement steel S 500 1) (bent all Ø mm 6 to 14) | kg | 148.8 |  |  |  | 0
| 2.2 | S4 | Surface treatment (finished concrete) | m2 | 246 |  |  |  | 0
| 2.2 | S5 | Miscellaneous (edges, seals) (typically between 5 - 10 % of all the other sub-components) | % | 0 |  |  |  | 0
|  |  | item total | m2 | 246 |  |  | 0 | 0
X.00.2.1.4.20.ac | 20.ac |  | Floor slabs reinforced concrete 210mm deep | m2 | 3534 | #N/A | #N/A |  |  |  | 0 |  | X
| 2.3 | D1 | Formwork, reinforced concrete, frameworks, surface treatment, edges and seals, incl. miscellaneous. No additives.
| 2.3 | D2 | - thickness 0.21 m
| 2.3 | D3 | - Concrete volume (total) 742 m3
| 2.3 | D4 | - Concrete surface (total) 3534 m2
| 2.3 | S1 | Type 4 formwork 3), (architectural concrete, ready to paint surface) | m2 | 3534 |  |  |  | 0
| 2.3 | S2 | Concrete B35/25 2) | m3 | 742 |  |  |  | 0
| 2.3 | S3 | Reinforcement steel S 500 1) | kg | 96460 |  |  |  | 0
| 2.3 | S4 | Surface treatment (floated clean) | m2 | 3534 |  |  |  | 0
| 2.3 | S5 | Miscellaneous (edges, seals) (typically between 5 - 10 % of all the other sub-components) | % | 0 |  |  |  | 0
|  |  | item total | m2 | 3534 |  |  | 0 | 0
X.00.2.1.4.20.ad | 20.ad |  | Slabs balconies reinforced concrete 210mm deep | m2 | 890 | #N/A | #N/A |  |  |  | 0 |  | X
| 2.4 | D1 | Formwork, reinforced concrete, framework, surface treatment, edges and seals, incl. miscellaneous. No additives.
| 2.4 | D2 | - thickness 0.21 m
| 2.4 | D3 | - Concrete volume (total) 187 m3
| 2.4 | D4 | - Concrete surface (total) 890 m2
| 2.4 | S1 | Type 4 formwork 3), (architectural concrete, ready to paint surface) | m2 | 890 |  |  |  | 0
| 2.4 | S2 | Concrete B35/25 2) | m3 | 187 |  |  |  | 0
| 2.4 | S3 | Reinforcement steel S 500 1) | kg | 24310 |  |  |  | 0
| 2.4 | S4 | Surface treatment (floated clean) | m2 | 890 |  |  |  | 0
| 2.4 | S5 | Miscellaneous (edges, seals) (typically between 5 - 10 % of all the other sub-components) | % | 0 |  |  |  | 0
|  |  | item total | m2 | 890 |  |  | 0 | 0
X.00.2.1.4.20.ae | 20.ae |  | Insulation under slab | m2 | 572 | #N/A | #N/A |  |  |  | 0 |  | X
| 2.5 | S1 | Styropor (or similar) insulation under slab 80 mm thick, 40 g/ms density mechanical fastening by PVC cleat. | m2 | 572 |  |  |  | 0 |  |  |  |  | http://iwww.plasticsportal.com/products/styropor.html
|  |  | item total | m2 | 572 |  |  | 0 | 0
X.00.2.1.4.20.af | 20.af |  | Roof slabs reinforced concrete 210mm, roof on 5th floor and top-floor | m2 | 895 | #N/A | #N/A |  |  |  | 0 |  | X
| 2.6 | D1 | Formwork, reinforced concrete, framework, surfaces treatment, edges and seals, incl. miscellaneous. No additives.
| 2.6 | D2 | - thickness 0.21 m
| 2.6 | D3 | - Concrete volume (total) 188 m3
| 2.6 | D4 | - Concrete surface (total) 895 m2
| 2.6 | S1 | High standard formwork Type 4 3), (architecural concrete, ready to paint surface) | m2 | 895 |  |  |  | 0
| 2.6 | S2 | Concrete B35/25 2) | m3 | 188 |  |  |  | 0
| 2.6 | S3 | Reinforcement steel S 500 1) (bent all Ø mm 6 to 14) | kg | 24440 |  |  |  | 0
| 2.6 | S4 | Surface treatment (finished concrete) | m2 | 895 |  |  |  | 0
| 2.6 | S5 | Miscellaneous (edges, seals) (typically between 5 - 10 % of all the other sub-components) | % | 0 |  |  |  | 0
|  |  | item total | m2 | 895 |  |  | 0 | 0
X.00.2.1.4.20.ag | 20.ag |  | Round reinforced concrete pillars, 300mm dia; reinforcement 325kg/m3 | m | 126 | #N/A | #N/A |  |  |  | 0 |  | X
|  | D1 | Circular formwork, reinforced concrete, framework. No additives.
| 2.7 | S1 | Standard formwork 4 3), round, 300mm (architectural concrete, ready to paint surface) diameter | m | 126 |  |  |  | 0
| 2.7 | S2 | Concrete B35/25 2) cast on site | m3 | 3 |  |  |  | 0
| 2.7 | S3 | Reinforcement steel S 500 1) (bent all Ø 6 to 14 mm) | kg | 975 |  |  |  | 0
| 2.7 | S4 | Miscellaneous (typically between 5 - 10 % of all the other sub-components) | % | 0 |  |  |  | 0
|  |  | item total | m | 126 |  |  | 0 | 0
X.00.2.1.4.20.ah | 20.ah |  | Below ground perimeter and lift pit walls in reinforced waterproof concrete 250mm thick | m2 | 346 | #N/A | #N/A |  |  |  | 0 |  | X
| 2.8 | D1 | Reinforced concrete walls, formwork, framework, edges and seals, incl. miscellaneous. Additive for waterproofing.
| 2.8 | D2 | - thickness 0.25 m
| 2.8 | D3 | - Concrete volume (total) 87 m3
| 2.8 | D4 | - Concrete surface (total) 346 m2
| 2.8 | S1 | Standard formwork 2 3), (architectural concrete, ready to paint surface) diameter | m2 | 692 |  |  |  | 0
| 2.8 | S2 | Concrete B35/25 2) | m3 | 87 |  |  |  | 0
| 2.8 | S3 | Additive for waterproofing (per m3 concrete) | Nr | 87 |  |  |  | 0
| 2.8 | S4 | Reinforcement steel S 500 1) (bent all Ø 6 to 14 mm) | kg | 11310 |  |  |  | 0
| 2.8 | S5 | Miscellaneous (edges, seals) (typically between 5 - 10 % of all the other sub-components) | % | 0 |  |  |  | 0
|  |  | item total | m2 | 346 |  |  | 0 | 0
X.00.2.1.4.20.ai | 20.ai |  | Insulation below ground level on external walls | m2 | 346 | #N/A | #N/A |  |  |  | 0 |  | X
| 2.9 | S1 | Single layer bituminous proof treatment trowel applied | m2 | 346 |  |  |  | 0
| 2.9 | S2 | Insulation EPS, 80mm thick, perimeter draining panels below ground level on external walls, up to one metre depth | m2 | 120 |  |  |  | 0
| 2.9 | Z1 | _
|  |  | item total | m2 | 346 |  |  | 0 | 0
X.00.2.1.4.20.aj | 20.aj |  | Reinforced concrete exterior wall 250mm thick | m2 | 1463 | #N/A | #N/A |  |  |  | 0 |  | X
| 2.91 | D1 | Reinforced concrete walls, formwork, framework, edges and seals, incl. miscellaneous. No additives.
| 2.91 | D2 | - thickness 0.25 m
| 2.91 | D3 | - Concrete volume (total) 366 m3
| 2.91 | D4 | - Concrete surface (total) 1463 m2
| 2.91 | S1 | Standard formwork 2 3), (architectural concrete, ready to paint surface) diameter | m2 | 2926 |  |  |  | 0
| 2.91 | S2 | Concrete B35/25 2) | m3 | 366 |  |  |  | 0
| 2.91 | S3 | Reinforcement steel S 500 1) (bent all Ø mm 6 to 14) | kg | 47580 |  |  |  | 0
| 2.91 | S4 | Miscellaneous (edges, seals) (typically between 5 - 10 % of all the other sub-components) | % | 0 |  |  |  | 0
|  |  | item total | m2 | 1463 |  |  | 0 | 0
X.00.2.1.4.20.ak | 20.ak |  | Reinforced concrete interior walls 180mm thick | m2 | 653 | #N/A | #N/A |  |  |  | 0 |  | X
| 2.92 | D1 | Reinforced concrete walls, formwork, framework, edges and seals, incl. miscellaneous. Without additives
| 2.92 | D2 | - thickness 0.18 m
| 2.92 | D3 | - Concrete volume (total) 118 m3
| 2.92 | D4 | - Concrete surface (total) 653 m2
| 2.92 | S1 | Standard formwork 2 3) (normally to receive one layer of cement cm 1) | m2 | 1306 |  |  |  | 0
| 2.92 | S2 | Concrete B35/25 2) | m3 | 118 |  |  |  | 0
| 2.92 | S3 | Reinforcement steel S 500 1) (bent all Ø mm 6 to 14) | kg | 8260 |  |  |  | 0
| 2.92 | S4 | Miscellaneous (edges, seals) (typically between 5 - 10 % of all the other sub-components) | % | 0 |  |  |  | 0
|  |  | item total | m2 | 653 |  |  | 0 | 0
[5 empty] | TOTAL 2 |  | #N/A |  |  |  | 0
3. Masonry
X.00.2.1.4.30.aa | 30.aa |  | Silico-calcareous brickwork, 150mm thick, non load bearing, for separations in the basement, bricks c. 250 x 140mm, (for replacements: unplastered masonry with smooth surface not needing any other coating or treatment, typically Heidelberger Kalksandstein sand lime brick. Industrial face quality, for basement use) | m2 | 222 | #N/A | #N/A |  |  |  | 0 |  | X | http://www.heidelberger-kalksandstein.com
| 3.1 | S1 | Silico-calcareous brickwork , 15 cm thick, non load bearing, architectural masonry work, including wall top. (brick typically 25 cm long and 14 cm high) | m2 | 222 |  |  |  | 0
| 3.1 | S2 | Architectural concrete lintels | m | 28 |  |  |  | 0
| 3.1 | Z1 | Architectural concrete lintels -
|  |  | item total | m2 | 222 |  |  | 0 | 0
X.00.2.1.4.30.ab | 30.ab |  | Sound insulating double brick wall between apartments, brick 125mm non-load bearing, 75mm insulation, brick 150mm, load bearing. (Typically baked clay 300 x 190mm) | m2 | 718 | #N/A | #N/A |  |  |  | 0 |  | X
| 3.2 | S1 | brickwork, thickness 12.5 cm, non load bearing | m2 | 718 |  |  |  | 0
| 3.2 | S2 | brickwork, thickness 15 cm, load bearing | m2 | 718 |  |  |  | 0
| 3.2 | S3 | mineral wool insulation, density 80 kg/m3, thickness 7.5 cm, including fittings | m2 | 718 |  |  |  | 0
| 3.2 | S4 | insulation fixing to first wall, mechanical or adhesive | m2 | 718 |  |  |  | 0
| 3.2 | Z1 | _
|  |  | item total | m2 | 718 |  |  | 0 | 0
X.00.2.1.4.30.ac | 30.ac |  | Brickwork, thickness 150mm, load bearing, ground floor and upper floors, (Typically baked clay 300 x 190mm) | m2 | 823 | #N/A | #N/A |  |  |  | 0 |  | X
| 3.3 | S1 | brickwork, thickness 15 cm, load bearing, including wall top | m2 | 823 |  |  |  | 0
| 3.3 | S2 | precast concrete lintels height = brick HT | m | 100 |  |  |  | 0
|  |  | item total | m2 | 823 |  |  | 0 | 0
X.00.2.1.4.30.ad | 30.ad |  | Partition walls, 80 and 60mm smooth blockwork for painting | m2 | 895 | #N/A | #N/A |  |  |  | 0 |  | X
| 3.4 | S1 | Partition walls in solid gypsum blocks 8 cm thick. Including angles and jointing finish. Ready to receive a finish coating. | m2 | 395 |  |  |  | 0
| 3.4 | S2 | Linings and brick partitions in the sanitation quarters and kitchen in waterproof solid gypsum blocks 6 cm thick. | m2 | 500 |  |  |  | 0
|  |  | item total | m2 | 895 |  |  | 0 | 0
X.00.2.1.4.30.ae | 30.ae |  | Steel frame partition walls incl. plasterboard & insulation | m2 | 929 | #N/A | #N/A |  |  |  | 0 |  | X
| 3.5 | S1 | Steel framework partition walls, double framework, 2 layers plasterboard (2 x 12.5 mm) on each side. Partition thickness D= 15.5 cm Insulation: 5.0 cm, soundproofing, Rw 67dB control, heat insulation, Value U 0.54W/m2. | m2 | 929 |  |  |  | 0
| 3.5 | Z1 | _
|  |  | item total | m2 | 929 |  |  | 0 | 0
[5 empty] | TOTAL 3 |  | #N/A |  |  |  | 0
4. Roofing
X.00.2.1.4.40.aa | 40.aa |  | Roof covering, 40mm screed, ballast, bitumen sheet | m2 | 895 | #N/A | #N/A |  |  |  | 0 |  | X
| 4.1 | S1 | Vapour barrier made of elastomeric bitumen strips reinforced by a synthetic lattice thick 2.5mm , stuck in full with overlapping strips on 15 cm strips, single layered, fittings included | m2 | 895 |  |  |  | 0
| 4.1 | S2 | Raised edges type E.1.A (see detail E.1.A) 50 cm expansion | m | 153 |  |  |  | 0
| 4.1 | S3 | Raised edges type E.1.C (see detail E.1.C) 100 cm expansion | m | 120 |  |  |  | 0
| 4.1 | S4 | closed edges type E.1.B (see detail E.1.B) | m | 80 |  |  |  | 0
| 4.1 | S5 | closed edges type E.1.D (see detail E.1.D) | m | 100 |  |  |  | 0
| 4.1 | S6 | Hard foam insulation made of extruded polystyrene, 140 mm thick | m2 | 895 |  |  |  | 0
| 4.1 | S7 | Two layers bitouminous sheet, 3 mm + 5 mm, stuck hot with overlapping strips on 15 cm strips, double layered, fittings included | m2 | 895 |  |  |  | 0
| 4.1 | S8 | protection matting | m2 | 895 |  |  |  | 0
| 4.1 | S9 | ballast (gravel), 80 mm, washed, dimension maximum Ø 32 mm | m2 | 628 |  |  |  | 0
| 4.1 | S91 | a cement slab coating, 40 mm thick, 40 X 40 cm, plastic bracket included | m2 | 267 |  |  |  | 0
| 4.1 | S92 | sealing small fittings on roof | Nr | 10 |  |  |  | 0
| 4.1 | S93 | sealing joints on roof if not included above | m2 | 887 |  |  |  | 0
| 4.1 | Z1 | _
| 4.1 | Z2 | _
| 4.1 | Z3 | _
| 4.1 | Z4 |  |  | _
|  |  | item total | m2 | 895 |  |  | 0 | 0
X.00.2.1.4.40.ab | 40.ab |  | Dome roof window incorporating roof hatch; electrically operated 24V | Nr | 2 | #N/A | #N/A |  |  |  | 0 |  | X | 2024 Window confirms its electrically operated
| 4.2 | D1 | Square dome roof windows: dimensions 1.0 x 1.0 m, day.
| 4.2 | S1 | Translucent polycarbonate glass dome with triple walls, U-value 1.65W/m2K. Day cm 100 X 100. Anti-yellowing protection applied to polycarbonate. Luminous transmission 67%. | Nr | 2 |  |  |  | 0
| 4.2 | S2 | Synthetic square roof curb reinforced with glass fibres, on roof edge. Thickness of walls 6 cm, U-value 0.44 W/m2K. Wall height 30 cm. Insulated joining flance. Thickness 14 cm. | Nr | 2 |  |  |  | 0
| 4.2 | S3 | Opening device and mobile frame. Power driven, V24. | Nr | 2 |  |  |  | 0
| 4.2 | Z1 | _
|  |  | item total | Nr | 2 |  |  | 0 | 0
[5 empty] | TOTAL 4 |  | #N/A |  |  |  | 0
5.1 Carpentry
X.00.2.1.4.51.aa | 51.aa |  | Landing door and frame, softwood, painted, incl. locks and ironmongery | m2 | 78 | #N/A | #N/A |  |  |  | 0 |  | X
| 5.11 | S1 | Wood landing doors to be painted. thickness 55 mm. Opening size 0.90 X 2.05 m false-wall frameworks and door frame with 2 X perimeter joints, fire requirement (EI-30 = 30 min fire resistance), metal threshold on the door base. Including metal work, handle, peep hole, lock with cylinder | Nr | 39 |  |  |  | 0
| 5.11 | S2 | painting (total area of both sides) | m2 | 163.8 |  |  |  | 0
|  |  | item total | m2 | 78 |  |  | 0 | 0
X.00.2.1.4.51.ab | 51.ab |  | Louvered partition walls for cellars | m2 | 345 | #N/A | #N/A |  |  |  | 0 |  | X
| 5.12 | D1 | Louvered partition wall to separate the cellars, planed wood dim. 24 x 48mm, including cross-pieces and mullions.
| 5.12 | S1 | Louvered partition walls to separate the cellars | m2 | 345 |  |  |  | 0
| 5.12 | S2 | Single leaf louvered door, including lock | Nr | 39 |  |  |  | 0
|  |  | item total | m2 | 345 |  |  | 0 | 0
X.00.2.1.4.51.ac | 51.ac |  | Passage door and frame, incl mortice lock and ironmongery | m2 | 337.68 | #N/A | #N/A |  |  |  | 0 |  | X
| 5.13 | S1 | Supply and fit passage door and frame, opening size 0.84 X 2 m, in and including false wall. Alveolar door panel 15 kg/m2. Mortice lock with key, including door ironmongery. | Nr | 201 |  |  |  | 0
|  |  | item total | m2 | 337.68 |  |  | 0 | 0
X.00.2.1.4.51.ad | 51.ad |  | Standard fitted wardrobes, laminated MDF 18mm thick, 2.4m high, 4m wide | Nr | 39 | #N/A | #N/A |  |  |  | 0 |  | X
| 5.14 | S1 | Standard wardrobes, 2/3 closet, 1/3 compartments, 4m length per apartment, height 2.4m. Body, back and compartments in white laminated panel with PVC bordered edges. Wardrobe front and body edges to be painted, hinges invisible. Base and locking strip up to the ceiling to be painted. | Nr | 39 |  |  |  | 0
| 5.14 | S2 | Locking device: stainless steel mat pommel | Nr | 117 |  |  |  | 0
| 5.14 | Z1 | _
|  |  | item total | nr | 39 |  |  | 0 | 0
X.00.2.1.4.51.ae | 51.ae |  | Kitchen; basic equipment; 1 sink set into a worktop on a floor mounted double cupboard (delivery, assembly and all connections) | Nr | 39 | #N/A | #N/A |  |  |  | 0 |  | X
| 5.15 | S1 | 1 sink: 2 bowls with ordinary stainless drainer 2VA dimension about 115 x 51 cm | Nr | 39 |  |  |  | 0
| 5.15 | S2 | A hot and cold single lever water mixer tap (chrome plated) | Nr | 39 |  |  |  | 0
|  | S3 | Hot and cold water supply and draining with dump siphon (distance from access point resp. collector: 5m) | Nr | 39 |  |  |  | 0
| 5.15 | S4 | The sink is set on a low piece of furniture Dim cm: length. 120 X 90 ht X depth 60 white laminated wood, particle boards 19mm, with 2 leafs French style. | Nr | 39 |  |  |  | 0
| 5.15 | S5 | One of the leafs equipped with a dustbin bag stand 30 litres. | Nr | 39 |  |  |  | 0
|  |  | item total | Nr | 39 |  |  | 0 | 0
[5 empty] | TOTAL 5.1 |  | #N/A |  |  |  | 0
5.2 Metalwork
X.00.2.1.4.52.aa | 52.aa |  | External metalwork to roof fittings, gutters, downpipes | m2 | 887 | #N/A | #N/A |  |  |  | 0 |  | X
| 5.21 | D1 | iron work: stainless steel including roof fittings and chimney block unit, gutters and downpipes (RW=rain water), small fittings and joints on proof treatment
| 5.21 | S1 | roof fittings, round Ø 125 mm, heigth > 300 mm | Nr | 6 |  |  |  | 0
| 5.21 | S2 | roof fittings and chimney block unit, heigth > 200 mm, perimeter about 3 m | Nr | 1 |  |  |  | 0
| 5.21 | S3 | gutters, half-round section 300 mm, stub and expansion bend included | m | 124 |  |  |  | 0
| 5.21 | S4 | downpipes in stainless steel (RW=rain water) Ø 100 mm | m | 76 |  |  |  | 0
|  |  | item total | m2 | 887 |  |  | 0 | 0
X.00.2.1.4.52.ab | 52.ab |  | External balcony railings, 1m high; standard quality | m | 410 | #N/A | #N/A |  |  |  | 0 |  | X
| 5.22 | S1 | Hot-dip galvanized metal railing (see photo), steel flat, heigth 1.0 m, maximum 11 cm between the lattice bars | m | 410 |  |  |  | 0
| 5.22 | Z1 | _
|  |  | item total | m | 410 |  |  | 0 | 0
X.00.2.1.4.52.ac | 52.ac |  | Staircase 33mm tubular handrail installed against walls | m | 63 | #N/A | #N/A |  |  |  | 0 |  | X
| 5.23 | S1 | Staircase handrail, inclined, hot-dipped galvanized steel tube, diameter 33 mm, screwed on goose neck on flat part 40/27/3 mm with attachment plate dim 60/60 mm with screw and buffers to be installed against walls. | m | 63 |  |  |  | 0
|  |  | item total | m | 63 |  |  | 0 | 0
X.00.2.1.4.52.ad | 52.ad |  | Safety cylinders, with master-key for doors & letterboxes | Nr | 123 | #N/A | #N/A |  |  |  | 0 |  | X
| 5.24 | S1 | for landing doors | Nr | 39 |  |  |  | 0 |  |  |  |  | This is the key system, with
| 5.24 | S2 | building entrance doors | Nr | 2 |  |  |  | 0 |  |  |  |  | one key for all functions
| 5.24 | S3 | letter-boxes (half-cylinder) | Nr | 39 |  |  |  | 0 |  |  |  |  | and a protection plan to
| 5.24 | S4 | cellars (half-cylinder) | Nr | 43 |  |  |  | 0 |  |  |  |  | keep them compatible with
the master key
|  |  | item total | Nr | 123 |  |  | 0 | 0
X.00.2.1.4.52.ae | 52.ae |  | Multi-purpose unit including 20 letter box compartments | Nr | 2 | #N/A | #N/A |  |  |  | 0 |  | X
| 5.25 | S1 | Block with 20 boxes combined with packages compartment, fire service compartment, slits for intercom and ringing, anodized aluminium front with round shaped lines, wall fixing. | Nr | 2 |  |  |  | 0
| 5.25 | Z1 | _
|  |  | item total | Nr | 2 |  |  | 0 | 0
X.00.2.1.4.52.af | 52.af |  | Glass canopy | m2 | 18 | #N/A | #N/A |  |  |  | 0 |  | X
| 5.26 | S1 | Roof prefabricated, dimension 2 units x 4.0 m x 2.5 m, type: glass mm 8 with a anti-hail layer, put on silicon, canopy on a steel construction including iron work in 50 mm T section. | m2 | 18 |  |  |  | 0
| 5.26 | Z1 | _
|  |  | item total | m2 | 18 |  |  | 0 | 0
X.00.2.1.4.52.ag | 52.ag |  | Installation of lightning conductor | m2 | 887 | #N/A | #N/A |  |  |  | 0 |  | X
| 5.27 | S1 | Installation of a protection device against lightning conceived on the principle of "Faraday" consisting of a meshing placed on the building roof connected to the foundation ground network by down-lines incorporated in the concrete walls ensuring thus an excellent protection against atmospheric discharges. | m2 | 887 |  |  |  | 0
|  |  | item total | m2 | 887 |  |  | 0 | 0
[5 empty] | TOTAL 5.2 |  | #N/A |  |  |  | 0
5.3 Windows
X.00.2.1.4.53.aa | 53.aa |  | Supply and install pre-finished powder-coated aluminium windows; 18mm argon filled cavity (5-18-5) providing 1.1W/m2 K; including linings and the like | m2 | 1076 | #N/A | #N/A |  |  |  | 0 |  | X | 2024 Window frames changed from PVCu to powder-coated aluminium and thermal performance improved
| 5.31 | D1 | * Bill of quantities mode: measured between the finished embrasements.
| 5.31 | D2 | **Cost assignment: The whole surface of the windows or French windows, window surround, opening, glass and metal fittings included.
| 5.31 | S1 | Windows and French windows, white frame, including handle, split hinges, one opening tilt and turn window by part. Measure the bay empty space: | m2 | 1076 |  |  |  | 0
Price overall above or individually below
| 5.31 | Z1 | type 1**: dimension 40 units x 1.3 x 2 m | Nr | 40 |  |  |  | 0
| 5.31 | Z2 | _
| 5.31 | Z3 | type 2**: dimension 60 units x 2.4 x 2 m | Nr | 60 |  |  |  | 0
| 5.31 | Z4 | _
| 5.31 | Z5 | type 3**: dimension 30 units x 2.4 x 4.5 m | Nr | 30 |  |  |  | 0
| 5.31 | Z6 | _
| 5.31 | Z7 | type 4**: dimension 40 units x 2.4 x 2.0 m | Nr | 40 |  |  |  | 0
| 5.31 | Z8 | _
| 5.31 | Z9 | type 5**: dimension 20 units x 2.4 x 3.5 m | Nr | 20 |  |  |  | 0
| 5.31 | Z10 | _
|  |  | item total | m2 | 1076 |  |  | 0 | 0
X.00.2.1.4.53.ab | 53.ab |  | PVCu main entrance door, glazed, all ironmongery | m2 | 7 | #N/A | #N/A |  |  |  | 0 |  | X
| 5.32 | S1 | Main building entrance doors, glazing safety film, with steel sections, dimensions 150x220, with 1 fixed part and a single leaf door with a door lock, including handle, split hinges, door-lock with key, 3 X split hinges and electric striker remote controlled by intercom. | m2 | 7 |  |  |  | 0
|  |  | item total | m2 | 7 |  |  | 0 | 0
[5 empty] | TOTAL 5.3 |  | #N/A |  |  |  | 0
5.4 Shading
X.00.2.1.4.54.aa | 54.aa |  | External venetian blind systems with manual winder; system consists of a zinc plated steel headrail, extruded aluminium bottom rail and stove enamelled aluminium slats with extruded aluminium side guides. Astralux 8000 system or equivalent | m2 | 1038 | #N/A | #N/A |  |  |  | 0 |  | X
| 5.41 | D1 | * Bill of quantities mode: measured between the finished embrasements.
| 5.41 | D2 | **Cost assignment: The whole surface of the fabric blinds, metal fittings included.
| 5.41 | S1 | Outside fabric roller blinds for blackout, acrylic fibre, customized dye according to standard range, with outside winder, side slides assembled on aluminium tubes, oscillating rod for manual operation. | m2 | 1038 |  |  |  | 0
Price overall above or individually below
| 5.41 | Z1 | type 1**: dimension 40 units x 1.2 x 1.8 m | Nr | 40 |  |  |  | 0
| 5.41 | Z2 | _
| 5.41 | Z3 | type 2**: dimension 90 units x 2.2 x 1.8 m | Nr | 90 |  |  |  | 0
| 5.41 | Z4 | _
| 5.41 | Z5 | type 3**: dimension 80 units x 2.2 x 0.9 m | Nr | 80 |  |  |  | 0
| 5.41 | Z6 | _
| 5.41 | Z7 | type 4**: dimension 30 units x 2.2 x 3.1 m | Nr | 30 |  |  |  | 0
| 5.41 | Z8 | _
|  |  | item total | m2 | 1038 |  |  | 0 | 0
[5 empty] | TOTAL 5.4 |  | #N/A |  |  |  | 0
[5 empty] | TOTAL 5 |  | #N/A |  |  |  | 0
6. Finishings (floors, walls and ceilings)
X.00.2.1.4.60.aa | 60.aa |  | External 140mm wall insulation, rough cast render finish | m2 | 1463 | #N/A | #N/A |  |  |  | 0 |  | X
| 6.1 | S1 | Peripheral expanded polystyrene insulation, about 90kg/m3, 140 mm thick, stuck on concrete surface or on masonry work | m2 | 1463 |  |  |  | 0 |  |  |  |  | External insulation
| 6.1 | S2 | Finish mineral rough-cast coating, structured surface, 1.5mm thick. Including reinforcement with synthetic band to edges, fittings and openings. | m2 | 1463 |  |  |  | 0 |  |  |  |  | Similar to a thick reinforced textured paint
|  |  | item total | m2 | 1463 |  |  | 0 | 0
X.00.2.1.4.60.ab | 60.ab |  | Floating screed, insulation, vapour barrier | m2 | 3291 | #N/A | #N/A |  |  |  | 0 |  | X
| 6.2 | D01 | Floating screed embedding floor heating, CP 400kg/m3 thickness 70 mm, for soundproofing, floor covering thickness 20 mm, density, 20kg/m3 + heat insulation 20 mm + perimeter strip, with preparation. Heating coils delivered and mounted separately, see 7.22 .
| 6.2 | S1 | Floating screed 70 mm for floor heating | m2 | 3291 |  |  |  | 0
| 6.2 | S2 | Rough surface cleaning, incl. removals | m2 | 3291 |  |  |  | 0
| 6.2 | S3 | Soundproofing panels, thickness 20 mm (type EPS) | m2 | 3291 |  |  |  | 0
| 6.2 | S4 | Heat insulation panels, thickness 20 mm (type XPS) | m2 | 3291 |  |  |  | 0
| 6.2 | S5 | Perimeter strip thickness 5 mm, high 15 cm, incl cutting and removal. | m | 3000 |  |  |  | 0
| 6.2 | S6 | Barrier sheet EP 0,2 mm | m2 | 3291 |  |  |  | 0
| 6.2 | Z1 | Zoom to 200% for a better image
|  |  | item total | m2 | 3291 |  |  | 0 | 0
X.00.2.1.4.60.ac | 60.ac |  | Floor ceramic tiling 300mm x 300mm and skirting tiles; average quality | m2 | 1757 | #N/A | #N/A |  |  |  | 0 |  | X
| 6.3 | S1 | Primer coat (clamping coat) to prepare floor tiling | m2 | 1757 |  |  |  | 0
| 6.3 | S2 | Supplying and fitting stoneware floor tiles, laundry and clearance in front of the cellars, dimensions 30 x 30 cm | m2 | 120 |  |  |  | 0
| 6.3 | S3 | Supplying and fitting non-skid stoneware tiles, dimensions 30 x 30 cm to staircase steps + risers. | m2 | 208 |  |  |  | 0
| 6.3 | S4 | Supplying and fitting stoneware floor tiles, dimensions 30 x 30 cm for balconies and terraces by double gluing. | m2 | 1157 |  |  |  | 0
| 6.3 | S5 | Supplying and fitting stoneware tiles, dimensions 10 x 30 cm for bathroom, toilets and kitchen. | m2 | 272 |  |  |  | 0
| 6.3 | S6 | Tile plinths (skirting) identical to the floor tiles, including cutting and jointings | m | 1500 |  |  |  | 0
|  |  | item total | m2 | 1757 |  |  | 0 | 0
X.00.2.1.4.60.ad | 60.ad |  | 15mm engineered oak floor; board dimensions 180 x 2200mm; 15mm engineered oak; solid 4mm wear layer with hardwood multi-ply core; tongue and grooved | m2 | 3015 | #N/A | #N/A |  |  |  | 0 |  | X
| 6.4 | S1 | 15mm engineered oak floor; board dimensions 180 x 2200mm; 15mm engineered oak; solid 4mm wear layer with hardwood multi-ply core; tongue and grooved | m2 | 3015 |  |  |  | 0
|  |  | item total | m2 | 3015 |  |  | 0 | 0
X.00.2.1.4.60.ae | 60.ae |  | Gypsum plaster to walls, rough cast, 2 coats, 10mm and 5mm | m2 | 5790 | #N/A | #N/A |  |  |  | 0 |  | X
| 6.5 | S1 | Gypsum coating (application, not with plates) of the walls thickness 10mm | m2 | 2083 |  |  |  | 0
| 6.5 | S2 | synthetic rough coat floated, grain 5 mm | m2 | 3707 |  |  |  | 0 |  |  |  |  | Typically one layer sprayed and smoothed with a large aluminim slat
|  |  | item total | m2 | 5790 |  |  | 0 | 0
X.00.2.1.4.60.af | 60.af |  | Ceramics covering of the walls | m2 | 1424 | #N/A | #N/A |  |  |  | 0 |  | X
| 6.6 | S1 | Supplying and fitting ceramic tiles for bathroom, toilets and kitchen, including waterproof adhesive and grouting. | m2 | 1424 |  |  |  | 0 |  |  |  |  | Use tiles of average quality and size as appropriate
|  |  | item total | m2 | 1424 |  |  | 0 | 0
X.00.2.1.4.60.ag | 60.ag |  | Paint internal wall; two coats vinyl silk emulsion paint white | m2 | 4151 | #N/A | #N/A |  |  |  | 0 |  | X | 2024 Emulsion specified as "vinyl silk"
| 6.7 | S1 | painting 2 coats emulsion on rough cast plaster | m2 | 3707 |  |  |  | 0
| 6.7 | S2 | painting 2 coats emulsion on concrete or brick walls in the basement | m2 | 444 |  |  |  | 0
|  |  | item total | m2 | 4151 |  |  | 0 | 0
X.00.2.1.4.60.ah | 60.ah |  | Gypsum plaster to concrete ceilings, 6mm | m2 | 2991 | #N/A | #N/A |  |  |  | 0 |  | X
| 6.8 | S1 | Gypsum coating (plaster) 6 mm on the concrete slabs (ceilings) | m2 | 2991 |  |  |  | 0
|  |  | item total | m2 | 2991 |  |  | 0 | 0
X.00.2.1.4.60.ai | 60.ai |  | Paint plaster ceiling one coat primer, two coats white vinyl silk emulsion | m2 | 3766 | #N/A | #N/A |  |  |  | 0 |  | X | 2024 Emulsion specified as "vinyl silk" and now includes for one coat of primer which previously wasn't included.
| 6.9 | S1 | matt white emulsion paint 2 coats on gypsum coating (plaster in the ceilings) | m2 | 2991 |  |  |  | 0
| 6.9 | S2 | white synthetic enamel paint 2 coats on plaster for sanitation quarters. | m2 | 272 |  |  |  | 0
| 6.9 | S3 | painting 2 coats emulsion on the concrete slabs in the basement | m2 | 503 |  |  |  | 0
|  |  | item total | m2 | 3766 |  |  | 0 | 0
[5 empty] | TOTAL 6 |  | #N/A |  |  |  | 0
7.1 Sanitary Equipment
X.00.2.1.4.71.aa | 71.aa |  | Hot & cold water and sewage connections to communal system; if not included in each equipment price, distribution columns inside the house; common assumption: 7 columns | Nr | 1 | #N/A | #N/A |  |  |  | 0 |  | X
| 7.11 | S1 | Connection to communal system (work, not taxes) | Nr | 1 |  |  |  | 0
| 7.11 | S2 | Central cold water columns to be connected on, total length 20 m each, delivery, fitting and insulation, valves and meters included. | Nr | 11 |  |  |  | 0
| 7.11 | S3 | Central hot water columns to be connected on, total length 20 m each, delivery, fitting and insulation, valves and meters included. | Nr | 11 |  |  |  | 0
| 7.11 | S4 | Sewage column to be connected on, total length 20 m each, delivery, fitting, insulation and valve all included. | Nr | 11 |  |  |  | 0
|  |  | item total | Nr | 1 |  |  | 0 | 0
X.00.2.1.4.71.ab | 71.ab |  | Vitreous clay WC and cistern including connections and fittings | Nr | 78 | #N/A | #N/A |  |  |  | 0 |  | X
| 7.12 | S1 | Each item price has to include supplying and fitting incl. piping, insulation. Otherwise price it here: Cold water and drain, common assumption: 2 m from distribution column. | Nr | 78 |  |  |  | 0
| 7.12 | S2 | Standard wall mounted ceramic toilet bowl, white with hidden cistern & wooden plain white seat. | Nr | 78 |  |  |  | 0
|  |  | item total | Nr | 78 |  |  | 0 | 0
X.00.2.1.4.71.ac | 71.ac |  | Vitreous clay wash basin, mixer tap, incl. connections and fittings | Nr | 117 | #N/A | #N/A |  |  |  | 0 |  | X
| 7.13 | S1 | Each item price has to include supplying and fitting incl. piping, insulation. Otherwise price it here: Cold & hot water and drain, common assumption: 2 m from distribution column. | Nr | 117 |  |  |  | 0
| 7.13 | S2 | Standard ceramic wash basin, dimensions about 60/48 cm, white | Nr | 117 |  |  |  | 0
| 7.13 | S3 | Wash-hand basin hot and cold water single-lever mixer tap (chrome plated) | Nr | 117 |  |  |  | 0
|  |  | item total | Nr | 117 |  |  | 0 | 0
X.00.2.1.4.71.ad | 71.ad |  | Vitreous clay shower tray 900 x 900mm, mixer tap, incl. connections and fittings | Nr | 39 | #N/A | #N/A |  |  |  | 0 |  | X
| 7.14 | S1 | Each item price has to include supplying and fitting incl. piping, insulation. Otherwise price it here: Cold & hot water and drain, common assumption: 3m from distribution column. | Nr | 39 |  |  |  | 0
| 7.14 | S2 | Shower tray in enamelled steel, white, dimensions about 80 x 80 x 6.5 cm | Nr | 39 |  |  |  | 0
| 7.14 | S3 | Shower fixture and trap cover | Nr | 39 |  |  |  | 0
| 7.14 | S4 | Shower single-lever mixer tap, chrome-plated, rail and slide 90 cm, 3-Spray Handheld Shower, hose160 cm | Nr | 39 |  |  |  | 0
|  |  | item total | Nr | 39 |  |  | 0 | 0
X.00.2.1.4.71.ae | 71.ae |  | Bath, mixer tap, incl. connections and fittings | Nr | 39 | #N/A | #N/A |  |  |  | 0 |  | X
| 7.15 | S1 | Each item price has to include supplying and fitting incl. piping, insulation. Otherwise price it here: Cold & hot water and drain, common assumption: 3m from distribution column. (If all this is included in your item price, enter zero here) | Nr | 39 |  |  |  | 0
| 7.15 | S2 | Bath-tub in enamelled steel, white, dimensions about 180 X 80 X 43 cm | Nr | 39 |  |  |  | 0
| 7.15 | S3 | Bath-tub sump, trap and drain set (e.g. GEBERIT PE) | Nr | 39 |  |  |  | 0
| 7.15 | S4 | Bath-tub single-lever mixer tap, chrome-plated | Nr | 39 |  |  |  | 0
| 7.15 | S5 | Hand shower 1 spray, hose125 cm, bracket, chrome plated | Nr | 39 |  |  |  | 0
|  |  | item total | Nr | 39 |  |  | 0 | 0
[5 empty] | TOTAL 7.1 |  | #N/A |  |  |  | 0
7.2 Central heating
X.00.2.1.4.72.aa | 72.aa |  | 120kW gas boiler, flue, 2500l water storage, all fittings | Nr | 1 | #N/A | #N/A |  |  |  | 0 |  | X
| 7.21 | S1 | Gas heat generation facility PW 120 KW | Nr | 1 |  |  |  | 0
| 7.21 | S2 | Chimney for gas exhaust, stainless steel insulated, Ø 12 cm interior, with outlet on the roof (common assumption: total length 26m) | Nr | 1 |  |  |  | 0
| 7.21 | S3 | Hot water storage isolated tank (Boiler) Capacity 2,500 Litres with heat exchange system | Nr | 1 |  |  |  | 0
| 7.21 | S4 | Floor heating circuit - 1 distributor column (up and down, totally 40 m) per 6 apartments. | Nr | 7 |  |  |  | 0
|  |  | item total | Nr | 1 |  |  | 0 | 0
X.00.2.1.4.72.ab | 72.ab |  | Underfloor heating 15mm flexible tube, 4m per 1m2 | m2 | 3811 | #N/A | #N/A |  |  |  | 0 |  | X
| 7.22 | S1 | Floor heating through coils in the floor screed. Flexible monotube about 1/2 inch (10 -12 mm), average of 4 m of serpentine coils per 1 m2. This item includes supplying, placing and fitting of the coils, but not the floating screed (see position 6.2 with drawing Z1) | m2 | 3811 |  |  |  | 0
| 7.22 | S2 | Distribution box with thermostat at the inlet for each apartment fed from the distribution columns, to connect 6 serpentines. | Nr | 39 |  |  |  | 0
| 7.22 | S3 | One thermostatic control per apartment (thermostatic conductor from simple control box in the living-room) | Nr | 39 |  |  |  | 0
|  |  | item total | m2 | 3811 |  |  | 0 | 0
[5 empty] | TOTAL 7.2 |  | #N/A |  |  |  | 0
7.3 Ventilation
X.00.2.1.4.73.aa | 73.aa |  | Wall mounted extractor fan (130 m3/hr) in each sanitary room | Nr | 117 | #N/A | #N/A |  |  |  | 0 |  | X
| 7.31 | S1 | Wall mounted single duct ventilation system and fan (130 m3/hr in each sanitary room). Ventilation by mechanical air suction with tight valves. Exhaust on the roof, biconical cap. | Nr | 117 |  |  |  | 0
|  |  | item total | Nr | 117 |  |  | 0 | 0
X.00.2.1.4.73.ab | 73.ab |  | Kitchen ventilation hood; wall mounted single duct ventilation system (600 m3/hr) | Nr | 39 | #N/A | #N/A |  |  |  | 0 |  | X
| 7.32 | S1 | Wall mounted single duct ventilation system (600 m3/hr). Kitchen hood. Exhaust on the roof, biconical cap. | Nr | 39 |  |  |  | 0
|  |  | item total | Nr | 39 |  |  | 0 | 0
[5 empty] | TOTAL 7.3 |  | #N/A |  |  |  | 0
7.4 Lift
X.00.2.1.4.74.aa | 74.aa |  | Electric lift 630kg/8 persons serving all floors | Nr | 2 | #N/A | #N/A |  |  |  | 0 |  | X | Note rate is per lift serving 8 floors
| 7.41 | S1 | Installation of an elevator 630 kg, 8 people, (handicapped standards), speed 0.60 m/s, 8 automatic doors with side opening, steel to be painted. Dim. Lg 1.40 X width 1.10 m, 90 cm door, cabin finish - handrail and mirror to 3 sides, illuminated ceiling, artificial stone flooring. Price per lift | Nr | 2 |  |  |  | 0
|  |  | item total | Nr | 2 |  |  | 0 | 0
[5 empty] | TOTAL 7.4 |  | #N/A |  |  |  | 0
[5 empty] | TOTAL 7 |  | #N/A |  |  |  | 0
8.1 Power and lighting
|  | D01 | All items fitted and connected with all cabling. Subpositions allow to build up your price if you start from single elements. Global prices can be entered into the dark yellow cells to replace the sum up formula in column I otherwise. In this case, also distribution must be proportionally comprised.
X.00.2.1.4.81.aa | 81.aa |  | Electrical mains connection of the house to the supplier | Nr | 1 | #N/A | #N/A |  |  |  | 0 |  | X
| 8.11 | S0 | Including complete connection to communal system (work, not taxes). | Nr | 1 |  |  |  | 0
| 8.11 | S01 | Each item price has to include connection between main panel and apartment panels (tubing, conductors, fitting all included). Common assumption if priced here: average distance between main and apartment panel: 20 m. (If all this is included in your item price, enter zero here) | Nr | 39 |  |  |  | 0
| 8.11 | S1 | Main electrical panel (total) | Nr | 1 |  |  |  | 0
| 8.11 | S2 | Apartments and service quarters panels | Nr | 41 |  |  |  | 0
|  |  | item total | Nr | 1 |  |  | 0 | 0
X.00.2.1.4.81.ab | 81.ab |  | Power and lighting to entrance hall in the apartment | Nr | 39 | #N/A | #N/A |  |  |  | 0 |  | X
| 8.12 | S1 | Each item price has to include conductors (3 wires including earth) under section jackets, in tubing embedded in masonry. Common assumption if priced here: total cabling length from distributor box 6 m. (If all this is included in your item price, enter zero here) | Nr | 39 |  |  |  | 0
| 8.12 | S2 | Switch controlled light fixture in the ceiling (switch to be included here, fitted and connected) | Nr | 39 |  |  |  | 0
| 8.12 | S3 | 230V three pin switched socket outlet | Nr | 39 |  |  |  | 0
| 8.12 | S4 | Overall control switch for lighting | Nr | 39 |  |  |  | 0
|  |  | item total | Nr | 39 |  |  | 0 | 0
X.00.2.1.4.81.ac | 81.ac |  | Power and lighting to living, dining room, kitchen | Nr | 39 | #N/A | #N/A |  |  |  | 0 |  | X
| 8.13 | S1 | Each item price has to include conductors (3 wires including earth) under section jackets, in tubing embedded in masonry. Common assumption if priced here: total cabling length from distributor box 40 m. (If all this is included in your item price, enter zero here) | Nr | 39 |  |  |  | 0
| 8.13 | S2 | Triple 230V three pin switched socket outlets | Nr | 156 |  |  |  | 0
| 8.13 | S3 | Light fixtures on the ceiling controlled by 1 switch (switch included here) | Nr | 117 |  |  |  | 0
|  |  | item total | Nr | 39 |  |  | 0 | 0
X.00.2.1.4.81.ad | 81.ad |  | Kitchen equipment power to appliances and cooker | Nr | 39 | #N/A | #N/A |  |  |  | 0 |  | X
| 8.14 | S1 | Each item price has to include conductors (3 wires including earth) under section jackets, in tubing embedded in masonry. Common assumption if priced here: total cabling length from distributor box 20 m. (If all this is included in your item price, enter zero here) | Nr | 39 |  |  |  | 0
| 8.14 | S2 | Ordinary 230V sockets for refrigerator, dishwasher microwave. | Nr | 117 |  |  |  | 0
| 8.14 | S3 | 230V supply to fit ventilator (Pos 7.32) for kitchen hood. | Nr | 78 |  |  |  | 0
| 8.14 | S4 | Separate 3-phase power supply (380V) for the cooker oven. | Nr | 78 |  |  |  | 0
|  |  | item total | Nr | 39 |  |  | 0 | 0
X.00.2.1.4.81.ae | 81.ae |  | Power and lighting to toilet, bath, shower rooms | Nr | 117 | #N/A | #N/A |  |  |  | 0 |  | X
| 8.15 | S1 | Each item price has to include conductors (3 wires including earth) under section jackets, in tubing embedded in masonry. Common assumption if priced here: total cabling length from distributor box 6 m. (If all this is included in your item price, enter zero here) | Nr | 117 |  |  |  | 0
| 8.15 | S2 | Light fixture as a wall-lamp above the wash-hand basin controlled by 1 switch (Switch to be included) | Nr | 117 |  |  |  | 0
| 8.15 | S3 | FI protected Razor 230V socket near the wash-hand basin | Nr | 117 |  |  |  | 0
| 8.15 | S4 | 230V supply to fit ventilator (Pos 7.31). | Nr | 117 |  |  |  | 0
|  |  | item total | Nr | 117 |  |  | 0 | 0
X.00.2.1.4.81.af | 81.af |  | Power and lighting to bedrooms | Nr | 120 | #N/A | #N/A |  |  |  | 0 |  | X
| 8.16 | S1 | Each item price has to include conductors (3 wires including earth) under section jackets, in tubing embedded in masonry. Common assumption if priced here: total cabling length from distributor box 20 m. (If all this is included in your item price, enter zero here) | Nr | 120 |  |  |  | 0
| 8.16 | S2 | Light fixture in the ceiling controlled by 2 switches (one at the entrance, one at bedside). (2 switches to be included) | Nr | 120 |  |  |  | 0
| 8.16 | S3 | Three pin 230V socket outlet on each side of the bed. | Nr | 198 |  |  |  | 0
| 8.16 | S4 | Socket on switch | Nr | 120 |  |  |  | 0
|  |  | item total | Nr | 120 |  |  | 0 | 0
X.00.2.1.4.81.ag | 81.ag |  | Power and lighting to terrace-balcony | Nr | 39 | #N/A | #N/A |  |  |  | 0 |  | X
| 8.17 | S1 | Each item price has to include conductors (3 wires including earth) under section jackets, in tubing embedded in masonry. Common assumption if priced here: total cabling length from distributor box 10 m. (If all this is included in your item price, enter zero here) | Nr | 39 |  |  |  | 0
| 8.17 | S2 | Water proof 230V socket outlet | Nr | 39 |  |  |  | 0
| 8.17 | S3 | One interior switch for the 2 outside wall-lamps. | Nr | 39 |  |  |  | 0
| 8.17 | S4 | Outside light fixture as a wall-lamp. | Nr | 78 |  |  |  | 0
|  |  | item total | Nr | 39 |  |  | 0 | 0
X.00.2.1.4.81.ah | 81.ah |  | Light points and 230V sockets in stairwell, entrance, service quarters, laundry, cellar and basement | Nr | 1 | #N/A | #N/A |  |  |  | 0 |  | X
| 8.18 | S0 | Each item price has to include conductors (3 wires including earth) under section jackets, in tubing embedded in masonry. Common assumption if priced here: total cabling length from distributor box 100 m. (If all this is included in your item price, enter zero here) | Nr | 1 |  |  |  | 0
| 8.18 | S1 | Light fixture in the ceiling controlled by 1 switch | Nr | 36 |  |  |  | 0
| 8.18 | S2 | 230V switched socket outlet | Nr | 56 |  |  |  | 0
| 8.18 | S3 | Supplying and fitting chandelier elements, accessories for stair-well, entrance, service quarters, laundry, cellar |  | 36
| 8.18 | S4 | Motion Sensor | Nr | 16 |  |  |  | 0
| 8.18 | S5 | 3-phase (380V) sockets for washing machines and dryers, totally | Nr | 8 |  |  |  | 0
|  |  | item total | Nr | 1 |  |  | 0 | 0
[5 empty] | TOTAL 8.1 |  | #N/A |  |  |  | 0
8.2 Telecomm and security
X.00.2.1.4.82.aa | 82.aa |  | Telecommunication cabinet, network, TV & Telephone outlets | Nr | 1 | #N/A | #N/A |  |  |  | 0 |  | X
| 8.21 | S0 | Each item price has to include conductors (phone cable and co-axial cable), in tubing embedded in masonry. Common assumption if priced here: average cabling length from distributor boxes 20 m each. (If all this is included in your item price, enter zero here) | Nr | 39 |  |  |  | 0
| 8.21 | S1 | TT cabinet in the utility room connected to supplier | Nr | 2 |  |  |  | 0
| 8.21 | S2 | Telecommunication distributor box connected to supplier | Nr | 2 |  |  |  | 0
| 8.21 | S3 | Telephone socket | Nr | 78 |  |  |  | 0
| 8.21 | S4 | TV socket | Nr | 78 |  |  |  | 0
|  |  | item total | Nr | 1 |  |  | 0 | 0
X.00.2.1.4.82.ab | 82.ab |  | Intercom with video at the 2 entrances connected to the 39 apartments | Nr | 1 | #N/A | #N/A |  |  |  | 0 |  | X
| 8.22 | S0 | Item price has to include conductors (2 wires low voltage), in tubing embedded in masonry. Common assumption if priced here: average cabling length from entrance 20 m. (If all this is included in your item price, enter zero here) | Nr | 39 |  |  |  | 0
| 8.22 | S1 | Intercom with video at the entrance connected to the apartments - station per apartment and base station at each entrance completely fitted and connected. | Nr | 41 |  |  |  | 0
|  |  | item total | m3 | 1 |  |  | 0 | 0
[5 empty] | TOTAL 8.2 |  | #N/A |  |  |  | 0
[5 empty] | TOTAL 8 |  | #N/A |  |  |  | 0
9. Drainage system
X.00.2.1.4.90.aa | 90.aa |  | Excavation to drainage trenches; theoretical volume; loose ground, with 25% breaking up | m3 | 250 | #N/A | #N/A |  |  |  | 0 |  | X
| 9.1 | S1 | Machine trench excavations. Down to 1.50 m in depth and 0.50 m wide. | m3 | 250 |  |  |  | 0
|  |  | item total | m3 | 250 |  |  | 0 | 0
X.00.2.1.4.90.ab | 90.ab |  | Disposal of uncontaminated excess spoil from site, loading and transporting, distance 5km (excluding tipping fees) | m3 | 250 | #N/A | #N/A |  |  |  | 0 |  | X
| 9.2 | S1 | Disposal of uncontaminated excess spoil from site, loading and transporting, distance 5km (excluding tipping fees) | m3 | 250 |  |  |  | 0
|  |  | item total | m3 | 250 |  |  | 0 | 0
X.00.2.1.4.90.ac | 90.ac |  | Backfilling trenches | m3 | 230 | #N/A | #N/A |  |  |  | 0 |  | X
| 9.3 | S1 | Trench backfilling, by 20 cm layer, compacted, same material. | m3 | 230 |  |  |  | 0
|  |  | item total | m3 | 230 |  |  | 0 | 0
X.00.2.1.4.90.ad | 90.ad |  | Drainage PVCu pipes, beds and coverings | m | 250 | #N/A | #N/A |  |  |  | 0 |  | X
| 9.4 | S1 | 4.1 Peripheral draining. Supply and place PVC pipes perforated Ø 160, including, 10 special parts, posed, in excavation bottom, on bed of concrete, pellet backfilling Ø 50mm up to a height of 30 cm + barrier felt (+ ordinary backfill measured in item 9.3). | m | 100 |  |  |  | 0
| 9.4 | S2 | 4.2 Waste water and clear water pipelines. Supplying and fitting PVC pipes Ø 125 with welded sleeves, including 15 special parts, fitted, in excavation bottom, with concrete coating + (+ ordinary backfill measured in item 9.3). | m | 150 |  |  |  | 0
|  |  | item total | m | 250 |  |  | 0 | 0
[5 empty] | TOTAL 9 |  | #N/A |  |  |  | 0
|  |  | Please complete details below for Fees |  |  | Chapter | 2023 |  |  | Chapter | 2024 | % Change
[7 empty] | Total |  |  |  | Total
[6 empty] | 1 | #N/A |  |  | 1 | 0
[6 empty] | 2 | #N/A |  |  | 2 | 0
[6 empty] | 3 | #N/A |  |  | 3 | 0
[6 empty] | 4 | #N/A |  |  | 4 | 0
[6 empty] | 5 | #N/A |  |  | 5 | 0
[6 empty] | 6 | #N/A |  |  | 6 | 0
[6 empty] | 7 | #N/A |  |  | 7 | 0
[6 empty] | 8 | #N/A |  |  | 8 | 0
[6 empty] | 9 | #N/A |  |  | 9 | 0
[6 empty] | General Total | 0 |  |  | General Total | 0
| ARCHITECT'S AND ENGINEER'S FEES (% of general total ) | [5 empty] | #VALUE! |  |  | 0% | 0 |  | see FEES sheet
[6 empty] | TOTAL PRICE | #VALUE! |  |  | TOTAL PRICE |  |  | Check unpriced items marked X above
Note on I77: Sub components may be left blank or priced; amended or unamended. There is some additional space to add further sub items. You may need to insert your own formulae. They are not included in the Validation Tool.

## Light industrial
E.01.2.2.0.01.a
Provided by Ireland - 2015
Estimate for a light industrial building
Preamble
Surface dimensions of the factory are 53m x 30m, with a height of 6.3 m. There is no provision for a basement. Piping and cable are to be suspended from the roof trusses. The building is virtually windowless to ensure uniform lighting. Background lighting is to be 200 lux, with supplementary lighting in the machining areas. Annexes such as offices, facilities outside the building, exterior works, etc., are not included in this price quotation. a) Sanitary installations Water is distributed from a sub-station. b) Heating and ventilation Heating will be by an air system using air heaters supplied with hot water at 90/70°C. Capacity is based on 20°C interior and -15°C exterior temperature. Air renewal rate: 2.5 volumes/hour. c) Electrical installations 10kV electrical current will be stepped down to 400V by one 500kVA transformers. The high voltage cells and metering cells are behind the transformers. Low voltage distribution will be from the same location. Secondary distribution boards are to be located in the building.
VT CODE | Item ref | Item specification | Unit | Quantity | 2023 |  | 2024 |  | % change | Items to be priced | Pricing notes | Expert's comments
VT CODE |  |  |  |  | Unit price | Total price | Unit price | Total price
|  | 1. Earthworks | [7 empty] | 129 | 129 items in total
X.00.2.2.1.10.aa | 10.aa | Excavation from hardcore level in soft ground; depth not exceeding 2.0m | m3 | 118 | #N/A | #N/A |  | 0 |  | X
X.00.2.2.1.10.ab | 10.ab | Additional payment for transport of excess spoil to tip 5km away. Not including tip charges | m3 | 118 | #N/A | #N/A |  | 0 |  | X
Filling; granular material type B to clause 804; compacted in layers not exceeding 225 mm thick
X.00.2.2.1.10.ac | 10.ac | Filling; type B; 20/40mm single size aggregate; granular material, 225mm thick including compacting | m3 | 334 | #N/A | #N/A |  | 0 |  | X
Surface treatments
X.00.2.2.1.10.ad | 10.ad | Blinding filling; sand; 50mm thick | m2 | 1527 | #N/A | #N/A |  | 0 |  | X
|  |  |  | TOTAL 1 |  | #N/A |  | 0
2. Concrete
2.1 Floors in substructure
2.1.1 In-situ concrete
X.00.2.2.1.20.aa | 20.aa | Reinforced insitu concrete, grade C32/40; beds; 250mm thick; as described | m3 | 313 | #N/A | #N/A |  | 0 |  | X | Only concrete - reinforcement as item 20.af. See detailed drawing
2.1.2 Sundries
Design joints; 200 mm thick reinforced concrete floor slab
X.00.2.2.1.20.ab | 20.ab | Isolation joint 20mm compressible filler full depth of slab; 20 x 20mm polysulphide sealant | m | 163 | #N/A | #N/A |  | 0 |  | X
X.00.2.2.1.20.ac | 20.ac | Formed longitudinal joint; plastic joint strip stuck onto hardened edge before pouring second bay to form 30 x 5mm wide surface groove, sealed; 900mm long T16mm dowel bars at 300mm centres | m | 239 | #N/A | #N/A |  | 0 |  | X
X.00.2.2.1.20.ad | 20.ad | Formed contraction joint; 400mm long T20mm dowel bars at 300mm centres | m | 88 | #N/A | #N/A |  | 0 |  | X
Surface finishes
X.00.2.2.1.20.ae | 20.ae | Powerfloating to level concrete surface leaving ready for epoxy floor | m2 | 1527 | #N/A | #N/A |  | 0 |  | X
2.1.3 Reinforcement
Reinforcement fabric; to BS 4483; 50mm cover
X.00.2.2.1.20.af | 20.af | Fabric reinforcement, A393 mesh, horizontal, a described | m2 | 1527 | #N/A | #N/A |  | 0 |  | X
2.1.4 Formwork
Formwork; finish as per Specification; plain finish
X.00.2.2.1.20.ag | 20.ag | Formwork; plain finish; edges of beds; height n.e. 250mm (doors) | m | 28 | #N/A | #N/A |  | 0 |  | X
X.00.2.2.1.20.ah | 20.ah | Formwork; plain finish; step in surface; height n.e. 250; 700 wide x 80 deep (recess for door) | m | 22 | #N/A | #N/A |  | 0 |  | X
|  | 2.1.5 Roofing, Cladding and Waterproofing: Mastic Asphalt, Waterproof and Gas Proof Non-Metal Flexible Sheet Coverings | [8 empty] | See detailed drawing.
Damp proof / slip membrane; 1200 gauge polythene
X.00.2.2.1.20.ai | 20.ai | Hyload pitch polymer; 0.9mm thick; horizontal damp proof course; exceeding 225mm wide | m2 | 1584 | #N/A | #N/A |  | 0 |  | X
2.1.6 Woodwork: Ironmongery, Accessories and Sundries
|  | Insulation; for ground bearing industrial applications; 50mm thick | [8 empty] | X7L by Cellecta Ltd. or approved equivalent; u-value 0.16w/m2k; compressive strength 500kPa; laid on membrane; butt jointing slabs.
X.00.2.2.1.20.aj | 20.aj | Extruded polystyrene (XPS) insulation; for ground bearing industrial applications; 50mm thick; horizontal; over 300mm wide | m2 | 1527 | #N/A | #N/A |  | 0 |  | X | 2024 Expanded polystyrene changed to extruded polystyrene.
2.2 Foundations & Rising Walls
2.2.1 In-situ concrete
Concrete; Grade C15
X.00.2.2.1.20.ba | 20.ba | Concrete blinding; grade C12/15; foundations; n.e. 150mm thick; poured on or against earth or hardcore | m3 | 37 | #N/A | #N/A |  | 0 |  | X
Concrete; Grade C40
X.00.2.2.1.20.bb | 20.bb | Reinforced insitu concrete, grade C32/40; foundations; exceeding 150mm thick; poured on or against earth or unblinded hardcore | m3 | 90 | #N/A | #N/A |  | 0 |  | X
2.2.2 Reinforcement
Reinforcement bar; to BS 4449;
X.00.2.2.1.20.bc | 20.bc | Bar reinforcement as described; straight or bent; 12 - 25mm dia | Kg | 6463 | #N/A | #N/A |  | 0 |  | X
Reinforcement fabric; to BS 4483;
X.00.2.2.1.20.bd | 20.bd | Fabric reinforcement, A393 mesh (6.16 kg/m2), horizontal, with one width mesh size laps on both ends | m2 | 64 | #N/A | #N/A |  | 0 |  | X
2.2.3 Formwork
Formwork; plain finish
X.00.2.2.1.20.be | 20.be | Formwork; plain finish; sides of foundations; height 250 - 500mm | m | 169 | #N/A | #N/A |  | 0 |  | X
X.00.2.2.1.20.bf | 20.bf | Formwork; plain finish; sides of pad foundations; height exceeding 500mm | m2 | 116 | #N/A | #N/A |  | 0 |  | X
2.2.4 Brickwork and Blockwork
|  | Solid concrete blocks; low thermal conductivity | [8 empty] | Standard: IS 20 and BS6073-1; 10.5N/mm2; 440 x 215 x 100mm; bedding and jointing in cement / sand mortar (1:3); flush struck joints as work proceeds.
X.00.2.2.1.20.bg | 20.bg | Solid concrete blocks; walls in trenches; 100mm thick | m2 | 172 | #N/A | #N/A |  | 0 |  | X
X.00.2.2.1.20.bh | 20.bh | Solid concrete blocks; walls in trenches; 215mm thick | m2 | 12 | #N/A | #N/A |  | 0 |  | X
|  |  |  | TOTAL 2 |  | #N/A |  | 0
3. Masonry
3.1 Structure to External Walls
3.1.1 Precast Concrete
|  | Precast concrete lintels; prestressed | [8 empty] | BS 5977-2; bedded and jointed in gauge mortar; propping at centre span / 1.2m centres until overlaying construction is complete.
X.00.2.2.1.30.aa | 30.aa | Precast concrete lintels; prestressed; 65 x 215 x 1300mm long | Nr | 31 | #N/A | #N/A |  | 0 |  | X
3.1.2 Brickwork/Blockwork
|  | Solid concrete blocks; fairfaced quality | [8 empty] | IS 20 and BS6073-1; 10.5N/mm2; 440 x 215 x 100mm; bedding and jointing in cement / sand mortar; bucket handle joint pointing as work proceeds.
X.00.2.2.1.30.ab | 30.ab | Solid concrete blocks; fairfaced quality walls; 100mm thick (internal leaf) | m2 | 762 | #N/A | #N/A |  | 0 |  | X
|  | 3.1.3 Ancillaries to Blockwork | [8 empty] | See detailed drawing.
Forming cavities; stainless steel wall ties at 600mm horizontal and 450mm vertical centres; between concrete walls & blockwork walls;
X.00.2.2.1.30.ac | 30.ac | Forming cavities; stainless steel wall ties at 600mm horizontal and 450mm vertical centres; 130mm wide; between new concrete & blockwork walls | m2 | 375 | #N/A | #N/A |  | 0 |  | X
Damp proof courses; 2000 gauge Hiload polyethylene; 150mm laps; bedded in gauged mortar
X.00.2.2.1.30.ad | 30.ad | Hyload pitch polymer; 0.9mm thick; 150mm laps; bedded in gauged mortar; including cavity trays; exceeding 225mm wide | m2 | 76 | #N/A | #N/A |  | 0 |  | X
3.1.4 Woodwork: Ironmongery, Accessories and Sundries
|  | Wall insulation; 90mm thick; | [8 empty] | Kingspan Kooltherm K8 cavity insulation board or equal and approved; placed securely against face of inner leaf; 40mm residual cavity.
X.00.2.2.1.30.ae | 30.ae | Wall insulation; Kingspan Kooltherm K8 cavity insulation board or equivalent; placed securely against face of inner leaf; 40mm residual cavity; 90mm thick to cavities | m2 | 301 | #N/A | #N/A |  | 0 |  | X
3.2 Structure to Int. Walls & Partitions
3.2.1 Precast Concrete
Precast concrete lintels; prestressed; bedded and jointed in gauge mortar; propping at centre span / 1.2m centres until overlaying construction is complete
X.00.2.2.1.30.ba | 30.ba | Precast concrete lintels; prestressed; bedded and jointed in gauged mortar; propping at centre span; 1.2m centres until overlaying construction is complete; 65 x 100 x 1300mm long | Nr | 15 | #N/A | #N/A |  | 0 |  | X
|  |  |  | TOTAL 3 |  | #N/A |  | 0
5. Joinery
5.1 Structure to Floors Galleries
5.1.1 Woodwork: Structural and First Fixings
|  | Carcassing; ceiling; pressure treated softwood | [8 empty] | Strength class C16; general structural grade; visually graded to IS 127.
X.00.2.2.1.50.aa | 50.aa | Carcassing; ceiling; pressure treated softwood joists; cross-section 225 x 38mm at 400mm centres | m | 256 | #N/A | #N/A |  | 0 |  | X
X.00.2.2.1.50.ab | 50.ab | Carcassing; ceiling; pressure treated softwood; solid bridging; cross-section 200mm x 38mm | m | 51 | #N/A | #N/A |  | 0 |  | X
X.00.2.2.1.50.ac | 50.ac | Carcassing; ceiling; pressure treated softwood; wall plate; cross-section 100 x 75mm; bolted to top of blockwork wall | m | 51 | #N/A | #N/A |  | 0 |  | X
5.1.2 Woodwork: Boarding and Second Fixings
Plywood sheeting; 18mm thick; butt jointing; screw fixed at 300mm centres to joists
X.00.2.2.1.50.ad | 50.ad | Plywood sheeting; 18mm thick; butt jointing; screw fixed at 300mm centres to joists | m2 | 101 | #N/A | #N/A |  | 0 |  | X
|  | Plasterboard; 12.5mm thick; fixed to back of joists | [8 empty] | Gyproc Fireline or equal and approved.
X.00.2.2.1.50.ae | 50.ae | Plasterboard; fixed to back of joists 325 x 12.5mm | m2 | 25 | #N/A | #N/A |  | 0 |  | X
Fascia board; MDF; painted to selected colour; fixed to end of joists and packers;
X.00.2.2.1.50.af | 50.af | Fascia board; MDF; painted to selected colour; fixed to end of joists and packers; 325 x 20mm | m2 | 59 | #N/A | #N/A |  | 0 |  | X
Soffit board; MDF; painted to selected colour; fixed to end of joists and packers;
X.00.2.2.1.50.ag | 50.ag | Soffit board; MDF; painted to selected colour; fixed to end of joists and packers; 100 x 20mm | m | 29 | #N/A | #N/A |  | 0 |  | X
5.1.3 Woodwork: Ironmongery, Accessories and Sundries
|  | Thermal insulation; mineral wool insulation rolls to BS EN 13162; 150mm thick; cut between joists | [8 empty] | Rockwool or equal and approved.
X.00.2.2.1.50.ah | 50.ah | Thermal insulation; mineral wool insulation rolls to BS EN 13162; 150mm thick; cut between joists; horizontal between joists | m2 | 101 | #N/A | #N/A |  | 0 |  | X
|  | Accessories; joist hangers | [8 empty] | Expamet' or equal and approved.
X.00.2.2.1.50.ai | 50.ai | Joist hangers; heavy duty; to suit joists sized 225 x 38mm | Nr | 128 | #N/A | #N/A |  | 0 |  | X
|  | Accessories; holding down straps; | [8 empty] | Expamet' or equal and approved.
X.00.2.2.1.50.aj | 50.aj | Holding down straps; mild steel; fixed to joists and blockwork at every second joist; 20 x 2.5 x 1000mm | Nr | 64 | #N/A | #N/A |  | 0 |  | X
5.2 Roof Structure
5.2.1 Structural: Steelwork
Fabricated weldable steel; Grade S275; hot rolled sections BSC
X.00.2.2.1.50.ba | 50.ba | Fabricated members; weldable steel; Grade S275; hot rolled sections BSC; beams; 533 x 210 x 92mm UB; 50 - 100kg/m | Kg | 37114 | #N/A | #N/A |  | 0 |  | X
Fittings
X.00.2.2.1.50.bb | 50.bb | Ridge gusset; 2300 x 600mm x 6mm thick; weld to portal beam and Z10 fillet weld to plate; including protective coatings, intumescent paint & paint finish | Nr | 40 | #N/A | #N/A |  | 0 |  | X
X.00.2.2.1.50.bc | 50.bc | Plates; 201 x 386 x 25mm thick; 6Nr M20 holes; Z10 fillet weld to eaves beam; including protective coatings, intumescent paint & paint finish | Nr | 108 | #N/A | #N/A |  | 0 |  | X
|  | Cold formed sections; hot dipped galvanised steel; grade of steel FE E 350g (Z35); zinc coating - total average weight 275g/m2 giving an average coating thickness of 0.02mm to each side | [8 empty] | Manufactured by Kingspan or equal approved; to BS EN 10147:1992 and BS EN 10143:1993; minimum yield stress of 350N/mm2.
X.00.2.2.1.50.bd | 50.bd | Cold rolled members; cold formed sections; hot dipped galvanised steel; grade of steel FE E 350g (Z35); zinc coated; average weight 275g/m2 giving an average coating thickness of 0.02mm to each side; purlins; 0-25kg/m; fixing to roof portal beams | Kg | 13556 | #N/A | #N/A |  | 0 |  | X
X.00.2.2.1.50.be | 50.be | Cold rolled members; fittings; bolt-on double cleat KCD23B; supplied with galvanised finish | Nr | 344 | #N/A | #N/A |  | 0 |  | X
X.00.2.2.1.50.bf | 50.bf | Cold rolled members; fittings; Multibeam rafter stays; compatible with 230mm purlin section; length 450mm; including associated bracket fixed to rafter | Nr | 200 | #N/A | #N/A |  | 0 |  | X
X.00.2.2.1.50.bg | 50.bg | 16mm Rods; anti-sag quicklock ties; bridging purlins at mid span end bays only; purlin centres 1500mm | Nr | 40 | #N/A | #N/A |  | 0 |  | X
Prepare steel surface by blast cleaning; one coat of 2 pack epoxy zinc phosphate primer; one coat of 2 pack high build zinc phosphate epoxy primer
X.00.2.2.1.50.bh | 50.bh | Protective coatings; shot blasting and priming; prepare steel surface by blast cleaning; one coat of 2 pack epoxy zinc phosphate primer; one coat of 2 pack high build zinc phosphate epoxy primer | Kg | 63298 | #N/A | #N/A |  | 0 |  | X
Intumescent paint to steelwork; shop applied; 60 minute fire rating; compatible with primer
X.00.2.2.1.50.bi | 50.bi | 2 coats of intumescent paint to steelwork to provide 1hr fire rating; compatible with primer | m2 | 1415 | #N/A | #N/A |  | 0 |  | X
5.2.2 Painting and Decorating: Painting
Structural Steelwork; one coat of 2 pack aliphatic polyurethane top coat; one coat of finish paint
X.00.2.2.1.50.bj | 50.bj | Finish to structural steelwork; one coat of 2 pack aliphatic polyurethane top coat; one coat of finish paint; general surfaces; girth exceeding 300mm | m2 | 1415 | #N/A | #N/A |  | 0 |  | X
5.3 Structural Frame
5.3.1 Stone Faced Concrete Panels
X.00.2.2.1.50.bk | 50.bk | Stone faced concrete panels; encasing gable columns; 750 x 350 x 500mm high | Nr | 47 | #N/A | #N/A |  | 0 |  | X
5.3.2 Structural: Steelwork
|  | Fabricated weldable steel; Grade S275; hot rolled sections BSC | [8 empty] | Welded fabrication and bolted site connections in accordance with BS 5135 and BS 5950.
X.00.2.2.1.50.ca | 50.ca | Fabricated members; beams, various dimensions, 25 - 50kg/m; fabricated weldable steel; Grade S275; hot rolled sections BSC | Kg | 30967 | #N/A | #N/A |  | 0 |  | X
Fittings;
X.00.2.2.1.50.cb | 50.cb | Steel base plates; 750 x 350 x 25mm thick; grade S355 with 4Nr 28mm dia holes and grouting hole | Nr | 59 | #N/A | #N/A |  | 0 |  | X
X.00.2.2.1.50.cc | 50.cc | L & Fin plates; L-plate: 450 x 160 x 10mm thick & Fin-plate: 143 x 153 x 10mm; 4Nr M20 holes | Nr | 40 | #N/A | #N/A |  | 0 |  | X
X.00.2.2.1.50.cd | 50.cd | Plates; 290 x 120 x 10mm thick; 3Nr M20 holes; Z10 fillet weld to PFC | Nr | 48 | #N/A | #N/A |  | 0 |  | X
X.00.2.2.1.50.ce | 50.ce | Supports; 150 x 90 x 24mm thick; PFC; Z10 fillet weld to web of beam; 430mm long | Nr | 25 | #N/A | #N/A |  | 0 |  | X
Extra Over; purlins
X.00.2.2.1.50.cf | 50.cf | Extra Over; purlins; multichannel combined blockwork restraint | m | 142 | #N/A | #N/A |  | 0 |  | X
Holding down assembly;
X.00.2.2.1.50.cg | 50.cg | Holding down assembly comprising; 4Nr 400mm long M20 grade 8.8mm holding down bolts with 100 x 100 x 16mm thick washer plates; 4Nr tapered bolt boxes each of 40mm minimum dia; including supply of templates | Nr | 59 | #N/A | #N/A |  | 0 |  | X
Grouting to holding down bolts; non-shrinkable grade 12 pourable cement grout to the Engineer's approval
X.00.2.2.1.50.ch | 50.ch | Grout to hold-down assembly with 4Nr nonshrink M24 bolts; bolt length 400mm | Nr | 31 | #N/A | #N/A |  | 0 |  | X
X.00.2.2.1.50.ci | 50.ci | Base plates with plan dimensions 500 x 250mm; grout thickness 25mm | Nr | 59 | #N/A | #N/A |  | 0 |  | X
5.4 External Walls Completion
5.4.1 Non Structural
|  | Electrically operated insulated fire resistant roller shutter door by ; comprising: interlocking galvanised steel laths; vertical opening; powdercoated to RAL 7038; with fall back manual operation; linked to fire alarm system; including associated steel frame | [8 empty] | Doorfix Ring-Gard or approved equivalent.
X.00.2.2.1.50.da | 50.da | Electrically operated insulated fire resistant roller shutter door; comprising interlocked galvanised steel laths; vertical opening; powder coated to RAL7038; linked to fire alarm system; including associated steel frame; 3.5m wide x 4m high; 4 hour fire protection | Nr | 6 | #N/A | #N/A |  | 0 |  | X
Steel louvered boiler house doorset; comprising: louvre door; including associated steel door frame; 150mm kickplate
X.00.2.2.1.50.db | 50.db | External single leaf steel door and frame set; steel doorset; comprising: insulated door panel; 150mm kickplate; FD60s; size 1 x 2.05m | Nr | 1 | #N/A | #N/A |  | 0 |  | X
Steel doorset; comprising: insulated door panel; 150mm kickplate
X.00.2.2.1.50.dc | 50.dc | External single leaf steel door and frame set; steel doorset; comprising: insulated door panel; 150mm kickplate; FD60s; size 1 x 2.05m | Nr | 2 | #N/A | #N/A |  | 0 |  | X
X.00.2.2.1.50.dd | 50.dd | External single leaf steel door and frame set; steel doorset; comprising: insulated door panel; 150mm kickplate; FD60s; size 1 x 2.05m | Nr | 1 | #N/A | #N/A |  | 0 |  | X
Steel fire exit doorset; comprising: insulated door panel
X.00.2.2.1.50.de | 50.de | External single leaf steel door and frame set; steel doorset; comprising: insulated door panel; 150mm kickplate; FD60s; size 1 x 2.05m | Nr | 4 | #N/A | #N/A |  | 0 |  | X
Windows; polyester powder coated; thermally broken aluminium framed; double glazed clear glass argon filled; 6.4mm laminated glass units
X.00.2.2.1.50.df | 50.df | Casement window; polyester powder coated; thermally broken aluminium framed; double-glazed clear glass argon filled; 6.4mm laminated glass units; FD30s; to fit structural open size 1.5 wide x 1m high; 2Nr side hung opening casement and 1Nr fixed pane | Nr | 5 | #N/A | #N/A |  | 0 |  | X
|  | Composite Item; external louver; c/w rodent/insect screen; polyester powder coated RAL 7038 | [8 empty] | To fit Kingspan or approved equivalent cladding.
X.00.2.2.1.50.dg | 50.dg | External louver c/w rodent/insect screen; polyester powder coated RAL 7038; size 1 x 1m | Nr | 3 | #N/A | #N/A |  | 0 |  | X
5.4.2 Mastic Asphalt, Waterproof and Gas Proof Non Flexible Metal Sheet Coverings
Gas Proofing; between window frame and blockwork with proprietary airtight seal and tapes; clamped to back of window lug adaptors and bonded to existing structure
X.00.2.2.1.50.dh | 50.dh | Mastic Asphalt, waterproof and gas proof; between window frame and blockwork with proprietary airtight seal and tapes; clamped to back of window lug adaptors and bonded to existing structure; non flexible metal sheet coverings; reveals; n.e. 300mm | m | 64 | #N/A | #N/A |  | 0 |  | X
5.5 Internal Walls Completion
5.5.1 Woodwork
Composite Item; single leaf flush door with associated frame set; laminated solid core door leaf; hardwood lipping; 400 x 200mm vision panel with 6mm thick Pyro factory fitted glazing; hardwood frame; painted colour to be selected; including intumescent fire seals to door and frame; fire rated mastic and intumescent strips to applicable rating as necessary; including stainless steel ironmongery
X.00.2.2.1.50.ea | 50.ea | Single leaf flush door with associated frame set; laminated solid core door leaf; hardwood lipping; 400 x 200mm vision panel with 6mm thick Pyro factory fitted glazing; hardwood frame; painted colour to be selected; including intumescent fire seals to door and frame; fire rated mastic and intumescent strips to applicable rating as necessary; including stainless steel ironmongery; FD60s; overall size 1 x 2.05m; ironmongery | Nr | 7 | #N/A | #N/A |  | 0 |  | X
Composite Item; glazed timber screens; 1nr fixed panes; double glazed; 6mm pyro toughened glass; solid hardwood frame and hardwood beading; intumescent seals applicable fire rating; including fire rated mastic and intumescent strips to applicable fire rating as necessary
X.00.2.2.1.50.eb | 50.eb | Timber glazed screen; 1Nr fixed panes; double-glazed; 6mm pyro toughened glass; solid hardwood frame and hardwood beading; intumescent seals applicable fire rating; including fire rated mastic and intumescent strips to applicable fire rating as necessary; FD30s; overall size 1.5 x 1m | Nr | 5 | #N/A | #N/A |  | 0 |  | X
5.5.2 Woodwork: Boarding and Second Fixings
Second fixings; architraves; softwood; mitred angles; bevelled edge - 1Nr; plugged screwed & pellated at 300mm c/c;
X.00.2.2.1.50.ec | 50.ec | Architraves; softwood; mitred angles; bevelled edge 1Nr; plugged screwed & pelleted at 300mm c/c; size 100 x 19mm | m | 71 | #N/A | #N/A |  | 0 |  | X
Second fixings: window boards; softwood; bullnose edges; 35mm wall projection over plaster; returned 50mm at ends; fixing by plugging, screwing, countersinking and flush pellating; fixed to and including 2Nr. 50 x 25mm treated softwood ground supports;
X.00.2.2.1.50.ed | 50.ed | Window boards; softwood; bullnose edges; 35mm wall projection over plaster; returned 50mm at ends; fixing by plugging, screwing, countersinking and flush pelleting; fixed to and including 2Nr 50 x 25mm treated softwood ground supports; 100mm wide | m | 8 | #N/A | #N/A |  | 0 |  | X
5.5.3 Painting and Decorating: Painting
Knot; stop; sand down; prepare and apply one coat of primer;
X.00.2.2.1.50.ee | 50.ee | Internal painting; knot; stop; sand down; prepare and apply one coat of primer; second fixings; girth n.e. 300mm (backs of board, frame & architrave) | m | 115 | #N/A | #N/A |  | 0 |  | X
Knot; stop; sand; apply one base coat and two full coats of washable paint to selected colour
X.00.2.2.1.50.ef | 50.ef | Internal painting; knot; stop; sand; apply one base coat and two full coats of washable paint to selected colour; second fixings; girth n.e. 300mm (board, frame & architrave) | m | 115 | #N/A | #N/A |  | 0 |  | X
Knot; stop; sand; apply one base coat and two full coats of washable paint to selected colour
X.00.2.2.1.50.eg | 50.eg | Internal painting; knot; stop; sand; apply one base coat and two full coats of washable paint to selected colour; general surfaces; screens and doors | m2 | 44 | #N/A | #N/A |  | 0 |  | X
5.6 Roof Completion
5.6.1 Metalwork: Non Structural
X.00.2.2.1.50.fa | 50.fa | Fall arrest system; Kingspan Safetraxx System or approved equivalent which meets BS EN 795: 2012 | m | 98 | #N/A | #N/A |  | 0 |  | X
|  |  |  | TOTAL 5 |  | #N/A |  | 0
6. Finishings
6.1 External Wall Finishes
|  | 6.1.1 Roofing, Cladding and Waterproofing: Rigid Sheet Coverings | [8 empty] | See detailed drawing.
|  | Composite insulated cladding panels; vertical; 80mm insulation core thickness; U value 0.25 W/m2k; External facing material: Galvalloy hot-dip ZA255 coated steel to BS EN 10212; finish colour grey; internal colour white | [8 empty] | Kingspan KS1000RW Trapezoidal wall system or equal and approved sheeting material.
X.00.2.2.1.60.aa | 60.aa | Composite insulated cladding panels; vertical; 80mm insulation core thickness; U value 0.25 W/m2k; external facing material: Galvalloy hot-dip ZA255 coated steel to BS EN 10212; finish colour grey; internal colour white; walls; exceeding 300mm wide | m2 | 713 | #N/A | #N/A |  | 0 |  | X
|  | Metal drip flashings; 0.7 gauge; powder coated grey; 9 x 3mm butyl rubber sealant | [8 empty] | Kingspan metal drip flashings or equal approved material.
X.00.2.2.1.60.ab | 60.ab | Metal drip flashing, 4.5mm thick; powder coated grey; 9 x 3mm butyl rubber sealant; girth 225mm; (base of cladding) | m | 191 | #N/A | #N/A |  | 0 |  | X
|  | 6.1.2 Floor, Wall and Ceiling Finishings: In-Situ Finishes | [8 empty] | See detailed drawing.
Scud coat 3mm thick in cement: sand (1:3); scratch coat 7mm thick in cement: lime: sand (1:1:6); apply finish coat 12mm thick in cement: lime: sand (1:1:6) to achieve and overall thickness of 20mm; selected nap finish; include approved waterproofer;
X.00.2.2.1.60.ac | 60.ac | Scud coat 3mm thick in cement: sand (1:3); scratch coat 7mm thick in cement: lime: sand (1:1:6); apply finish coat 10mm thick in cement: lime: sand (1:1:6) to achieve an overall thickness of 20mm; selected nap finish; include approved waterproofer; walls; width exceeding 300mm (below cladding) | m2 | 300 | #N/A | #N/A |  | 0 |  | X
X.00.2.2.1.60.ad | 60.ad | Plinths; girth 150-300mm; recessed; smooth finish; forming bellcast projection | m | 138 | #N/A | #N/A |  | 0 |  | X
6.1.3 Painting and Decorating: Painting
Prepare surfaces; apply one dilute coat and 2Nr. Full coats of grey matt exterior quality emulsion paint to cement and sand nap finished rendered walls
X.00.2.2.1.60.ae | 60.ae | Prepare surfaces; apply one dilute coat and 2Nr full coats of grey matt exterior quality emulsion paint to cement and sand nap finished rendered walls; widths exceeding 300mm; (below cladding) | m2 | 300 | #N/A | #N/A |  | 0 |  | X
X.00.2.2.1.60.af | 60.af | Prepare surfaces; apply one dilute coat and 2Nr full coats of grey matt exterior quality emulsion paint to cement and sand nap finished rendered walls; plinths; girth 300mm | m | 138 | #N/A | #N/A |  | 0 |  | X
6.2 Internal Walls Finishes
6.2.1 Floor, Wall and Ceiling Finishings: In-Situ Finishes
Plastering; concrete block background; scud in sand/cement; apply bonding plaster to thickness recommended by manufacturer; finish in 3mm skim coat plaster; steel trowelled; including bonding agent
X.00.2.2.1.60.ba | 60.ba | Plastering; concrete block background; scud in sand/cement; apply bonding plaster to thickness recommended by manufacturer; finish in 3mm skim coat plaster; steel trowelled; including bonding agent; walls; exceeding 300mm wide | m2 | 222 | #N/A | #N/A |  | 0 |  | X
6.2.2 Painting
|  | Prepare and apply one coat of sealer followed by one coat of thinned quick dry acrylic eggshell paint; two finish coats of quick dry acrylic eggshell paint; smooth plastered background | [8 empty] | Hempel or equal and approved.
X.00.2.2.1.60.bb | 60.bb | Painting to internal walls; prepare and apply one coat of sealer followed by one coat of thinned quick dry acrylic eggshell paint; two finish coats of quick dry acrylic eggshell paint; smooth plastered background; width exceeding 300mm | m2 | 166 | #N/A | #N/A |  | 0 |  | X
|  | Prepare walls as per Specification Section; apply one coat of suitable primer sealer followed by one coat of thinned vinyl matt emulsion; two finish coats of vinyl matt emulsion; colour - white; fairface blockwork background | [8 empty] | Hempel or equal and approved.
X.00.2.2.1.60.bc | 60.bc | Painting to internal walls; prepare walls and apply one coat of suitable primer sealer followed by one coat of thinned vinyl matt emulsion; two finish coats of vinyl matt emulsion; colour - white; fairfaced blockwork background; width exceeding 300mm | m2 | 374 | #N/A | #N/A |  | 0 |  | X
6.3 Floor coverings on Baseslabs
6.3.1 Floor, Wall and Ceiling Finishings: In-Situ Finishes
|  | Two component solvent based epoxy resin coating system with anti-slip grains for anti-slip finish; including primer; to powerfloated concrete floor; all in accordance with manufacturer's instructions; colour - silver | [8 empty] | Fosroc Nitoflor FC140 or equal and approved.
X.00.2.2.1.60.ca | 60.ca | Self levelling screed finish 3mm; two component solvent based epoxy resin coating system with anti-slip finish; including primer; to power floated concrete floor; all in accordance with manufacturer's instructions; colour silver; floors exceeding 300mm wide | m2 | 1428 | #N/A | #N/A |  | 0 |  | X
Achieving required moisture content in concrete floors prior to laying floor finish
X.00.2.2.1.60.cb | 60.cb | Moisture content as per manufacturer's instructions; epoxy resin floor finishes achieving required moisture content in concrete floors prior to laying floor finish | m2 | 1428 | #N/A | #N/A |  | 0 |  | X
6.3.2 Floor, Wall and Ceiling Finishings: Flexible Sheet Finishes
|  | Linoleum floor sheet; 2.5mm sheet thickness; colour - grey; seam welded joints; primer if required; laying strictly in accordance with manufacturer's instructions | [8 empty] | Armstrong Marmorette or equal and approved.
X.00.2.2.1.60.cc | 60.cc | Linoleum floor sheet; 2.5mm sheet thickness; colour - grey; seam welded joints; primer if required; laying strictly in accordance with manufacturer's instructions; to floors; exceeding 300mm wide | m2 | 78 | #N/A | #N/A |  | 0 |  | X
6.4 Ceiling Finishes to Upper Floors
6.4.1 Board Finishes
Plasterboard ceilings; 12.5mm plasterboard; fixed to timber joists at 300mm centres; filled, taped and jointed; 3mm thick hardwall skim coat
X.00.2.2.1.60.da | 60.da | Plasterboard ceilings; 12.5mm plasterboard; fixed to timber joists at 300mm centres; filled, taped and jointed; 3mm thick hardwall skim coat; exceeding 300mm wide | m2 | 93 | #N/A | #N/A |  | 0 |  | X
6.4.2 Painting
|  | Painting; prepare and apply 1No. primer coat, 1No. undercoat and 2No. finish coats of paint | [8 empty] | Sterilux or approved equivalent antimicrobial paint.
X.00.2.2.1.60.db | 60.db | Painting; prepare and apply 1Nr primer coat, 1Nr undercoat and 2Nr finish coats of paint; ceilings; exceeding 300mm wide | m2 | 115 | #N/A | #N/A |  | 0 |  | X
6.5 Roof Coverings
6.5.1 Roofing Cladding and Waterproofing: Rigid Sheet Coverings
|  | Roof system; 120mm insulation core thickness; U value 0.16 W/m2k; external facing material: hot-dip ZA255 coated steel; end laps minimum 150mm | [8 empty] | KS1000RW Trapezoidal Roof system or equal and approved sheeting material.
X.00.2.2.1.60.ea | 60.ea | Roof system; 120mm insulation core thickness; U value 0.16 W/m2k; external facing material: hot-dip ZA255 coated steel; end laps minimum 150mm; horizontal; exceeding 300mm wide | m2 | 1548 | #N/A | #N/A |  | 0 |  | X
|  | Polycarbonate rooflight units; U value 1.6 W/m2K; non fragile | [8 empty] | Kingspan Polycarbonate rooflight units or equal; light transmission 63% to EN410 or similar approved.
X.00.2.2.1.60.eb | 60.eb | Polycarbonate translucent rooflight; non fragile; 1m wide x 3.6m length; U value 1.6 W/m2K; Kingspan Day-Lite Trapezoidal Rooflight 1.6 (KS1000 DLTR) or equivalent | nr | 36 | #N/A | #N/A |  | 0 |  | X | 2024 units changed to 36 nr from 130 m2; Transparent changed to translucent and more specifications added.
|  |  |  | TOTAL 6 |  | #N/A |  | 0
7.1 Sanitary fittings
7.1.1 Galvanised steel hot and cold water piping incl. insulation (aluminum backed mineral wool, 25mm):
X.00.2.2.1.71.aa | 71.aa | Galvanised steel hot and cold water piping incl. insulation (aluminium backed mineral wool, 25mm); 75mm dia | m | 100 | #N/A | #N/A |  | 0 |  | X
X.00.2.2.1.71.ab | 71.ab | Hot water tanks, 200l, electric immersion heater, incl. safety valves and connections to electricity, drain and water supply | Nr | 2 | #N/A | #N/A |  | 0 |  | X
7.5 Water treatment plant, capacity 5m³/h, consisting of
X.00.2.2.1.71.ac | 71.ac | Water treatment plant, capacity 5m3/h, consisting of metering pump | Nr | 1 | #N/A | #N/A |  | 0 |  | X
7.6 PVC drainage pipes, surface-mounted
X.00.2.2.1.71.ad | 71.ad | PVCu drainage pipes; surface mounted 100mm dia | m | 90 | #N/A | #N/A |  | 0 |  | X
X.00.2.2.1.71.ae | 71.ae | White ceramic WC pan with close coupled plastic cistern, standard quality, plastic seat and lid, including connections to cold water and downpipe | Nr | 3 | #N/A | #N/A |  | 0 |  | X
X.00.2.2.1.71.af | 71.af | Wall-mounted urinals, white vitreous china, medium quality, including taps and cold water and downpipe connections | Nr | 2 | #N/A | #N/A |  | 0 |  | X | 2024 "white vitreous china" added to increase clarity of material of urinal.
X.00.2.2.1.71.ag | 71.ag | White ceramic wash basins, pedestal mounted, 400 x 500mm including mixer taps and connections to hot and cold water and downpipe | Nr | 3 | #N/A | #N/A |  | 0 |  | X
X.00.2.2.1.71.ah | 71.ah | Framed cubicle partitions; Armells or other equal and approved; standard colours and ironmongery; assembling and screwing to floor and wall; standard cubicle set 800mm x 1500mm x 1980mm high per cubicle; 19mm melamine-faced chipboard divisions and doors. Range of 2 cubicle sets; 2nr panels; 2 doors | Nr | 1 | #N/A | #N/A |  | 0 |  | X
X.00.2.2.1.71.ai | 71.ai | Handheld fire extinguishers (3kg CO2) | Nr | 5 | #N/A | #N/A |  | 0 |  | X
|  |  |  | TOTAL 7.1 |  | #N/A |  | 0
7.2 Heating and ventilation
7.2.1 District heating:
X.00.2.2.1.72.aa | 72.aa | Steam heat exchangers, 130°/90° C, 6 bar, c. 1500kW, including taps and fittings | Nr | 1 | #N/A | #N/A |  | 0 |  | X
X.00.2.2.1.72.ab | 72.ab | Local heating substation, output 130°/90° C, c. 3000kW, including taps and fittings | Nr | 1 | #N/A | #N/A |  | 0 |  | X
X.00.2.2.1.72.ac | 72.ac | Air heaters suspended from roof trusses, throughput 7000m3/h, c. 80kW, including roof inlet | Nr | 8 | #N/A | #N/A |  | 0 |  | X
X.00.2.2.1.72.ad | 72.ad | Frost protection system, including sensor, adjustable control valve and electrical wiring | Nr | 8 | #N/A | #N/A |  | 0 |  | X
X.00.2.2.1.72.ae | 72.ae | Extractor fans, throughput 7000m3/h | Nr | 8 | #N/A | #N/A |  | 0 |  | X
X.00.2.2.1.72.af | 72.af | Factory painted fluted steel radiators, including thermostatic valves and control taps, rated 3kW | Nr | 10 | #N/A | #N/A |  | 0 |  | X
7.2.2 Black steel heating pipe including painting with rustproof primer:
X.00.2.2.1.72.ba | 72.ba | Black steel heating pipe including painting with rustproof primer; 100mm dia | m | 300 | #N/A | #N/A |  | 0 |  | X
7.2.3 Heat insulation – mineral fibre insulation, foil faced, 40mm thick:
X.00.2.2.1.72.ca | 72.ca | Heat insulation; foil faced mineral fibre; 40mm thick; for pipe 100mm dia | m | 300 | #N/A | #N/A |  | 0 |  | X
X.00.2.2.1.72.cb | 72.cb | Circulating pumps, flow rate 10m3/h, pressure 0.6 bar, including 2Nr 70mm dia cut-off valves and expansion joint | Nr | 1 | #N/A | #N/A |  | 0 |  | X
X.00.2.2.1.72.cc | 72.cc | Expansion chambers, volume 900l, including accessories | Nr | 1 | #N/A | #N/A |  | 0 |  | X
X.00.2.2.1.72.cd | 72.cd | Outside temperature controlled regulator, including 2 probes (water output and outside temperature); powered stop tap 80mm dia, 24Hr programme and water and electrical connections | Nr | 1 | #N/A | #N/A |  | 0 |  | X
|  |  |  | TOTAL 7.2 |  | #N/A |  | 0
|  |  |  | TOTAL 7 |  | #N/A |  | 0
8. Electrical Installations
8.1 High voltage
The various cells are to have single-leaf doors with lock and safety glass inspection panel. Protective covers behind the doors are to prevent accidental contact with live equipment. The connection panels are to be equipped with a set of flat aluminium bars. The commutator bars will be attached to the equipment by means of flexible connectors
X.00.2.2.1.80.aa | 80.aa | Supply cell - bar set 250A - isolating switch, manually-operated, 250A - one load-breaking isolating switch, 250A - circuit connection and earth switch, interlocking with load breaking switch - earth bus bar and earth lead for removable socket - neon tube voltage indicator | Nr | 1 | #N/A | #N/A |  | 0 |  | X
X.00.2.2.1.80.ab | 80.ab | Metering cell - bar set 250A - isolating switch 250A - 3 fuses 6.3A - 3 voltage transformers, ratio 10000/V-3/100/V-3, 50VA | Nr | 1 | #N/A | #N/A |  | 0 |  | X
X.00.2.2.1.80.ac | 80.ac | Transmission cell - bar set 250A - load-breaking isolating switch 250A - 3 current transformers, 50/50 A, 15VA | Nr | 1 | #N/A | #N/A |  | 0 |  | X
X.00.2.2.1.80.ad | 80.ad | Protective cell for each transformer - bar set 250A - load-breaking isolating switch, 250A, lever-operated, automatic triggering by fuses - 3 fuses, 20A | Nr | 1 | #N/A | #N/A |  | 0 |  | X
X.00.2.2.1.80.ae | 80.ae | standby cell (bar set 250A) | Nr | 1 | #N/A | #N/A |  | 0 |  | X
X.00.2.2.1.80.af | 80.af | Transformers 500 kVA, 10000/400 V, with all fittings, including cabling, terminal boxes, insulating supports lightning conductor, etc. | Nr | 1 | #N/A | #N/A |  | 0 |  | X
X.00.2.2.1.80.ag | 80.ag | Principal low voltage distribution unit, comprising: 1 armoured distribution cabinet in painted sheet steel 1 three-phase bar system, 800A, in copper with neutral 2 three phase + N circuit breakers, 400A, with supply trips 4 3P + N circuit breakers, 250A, with trips as output to sub-distributors 1 400A isolating switch as coupling for second transformer 1 400A circuit-breaker for coupling 1 three phase 4000A (capacitors) 1 set of measuring equipment | Nr | 1 | #N/A | #N/A |  | 0 |  | X
Each supply set will contain: 3 0-500V voltmeters 3 ammeters and 400/5A current transformers 1 wattmeter for power consumed 1 cosphimeter input indicators alarm indicators
Each output including the coupling system is to contain: 3 ammeters with commutator and 750/5A current transformer 3 warning lamps
X.00.2.2.1.80.ah | 80.ah | Automatic correction equipment, 320kVA, 8 steps, condenser protection, batteries, etc., with all fittings | Nr | 1 | #N/A | #N/A |  | 0 |  | X
X.00.2.2.1.80.ai | 80.ai | Steel meter cabinet fitted with watt-hour meter, reactive volt-ampere-hour meter, contact timer, overload monitor with automatic adjustment, overload cut out, digital print out, timers, cabling and all fittings | Nr | 1 | #N/A | #N/A |  | 0 |  | X
X.00.2.2.1.80.aj | 80.aj | Sheet steel distribution cabinets, type IP54 protection, for heavy and lighting current (380/220V, 50Hz) (height: c. 2.2m, depth: c. 0.8m, width: c. 2.5m) | Nr | 4 | #N/A | #N/A |  | 0 |  | X
copper bars, 250 A, 5 conductors
Items fitted: 12 three-pole knife switch circuit-breakers for cartridge size 0-3, including 100-500A cartridges; 12 three-pole sockets or 25A-63A fuses complete with fuses and other fittings 1 three-pole switch, 250A, for power supply; 10 one-pole circuit-breakers, 16A, for lighting; 7 three-pole circuit breakers, 25A, for heavy current; 1 voltmeter 0-500V, with voltage selector
Provision of cable clamps as follows: - one 4 x 240 mm² cable - 30 cables up to 5 x 2.5mm² - 30 cables up to 4 x 70mm²
X.00.2.2.1.80.ak | 80.ak | Sheet steel distribution cabinet, IP54 protection, for air heater control unit and central heating pump controls. To be fitted and cabled: all relays, contactors, fuses, switches, pilot lights, 1 time switch programmable for day/night/week, 10 switches for the three-speed ventilator assemblies | Nr | 1 | #N/A | #N/A |  | 0 |  | X
8.2 Fittings
X.00.2.2.1.80.ba | 80.ba | Fittings; cable 7 x 1.5mm2 | m | 650 | #N/A | #N/A |  | 0 |  | X
X.00.2.2.1.80.bb | 80.bb | NYM cabling, 5 x 16 mm2, including cable grips | m | 250 | #N/A | #N/A |  | 0 |  | X
X.00.2.2.1.80.bc | 80.bc | Prefabricated electrical conduits current 100A, circuits: 4 conductors + earth (5 x 27 mm2) | m | 40 | #N/A | #N/A |  | 0 |  | X
X.00.2.2.1.80.bd | 80.bd | Couplers (junction boxes): current: 40A with cartridges | Nr | 2 | #N/A | #N/A |  | 0 |  | X
X.00.2.2.1.80.be | 80.be | Power supply box (output): rating 100A | Nr | 5 | #N/A | #N/A |  | 0 |  | X
8.3 Lighting
X.00.2.2.1.80.ca | 80.ca | Fluorescent 2m ceiling lights with reflector, 2 x 215W, 380V | Nr | 44 | #N/A | #N/A |  | 0 |  | X
8.4 Supplementary fittings
X.00.2.2.1.80.da | 80.da | Sockets, 16A, 250V, Schuko type (side earth contacts), surface mounted | Nr | 42 | #N/A | #N/A |  | 0 |  | X
X.00.2.2.1.80.db | 80.db | Switches, push button, 16A surface mounted | Nr | 12 | #N/A | #N/A |  | 0 |  | X
|  |  |  | TOTAL 8 |  | #N/A |  | 0
|  | Please complete details below for Fees |  |  | Chapter | 2023 | Chapter | 2024 | % Change
[6 empty] | Total |  | Total
[5 empty] | 1 | #N/A | 1 | 0
[5 empty] | 2 | #N/A | 2 | 0
[5 empty] | 3 | #N/A | 3 | 0
[5 empty] | 5 | #N/A | 5 | 0
[5 empty] | 6 | #N/A | 6 | 0
[5 empty] | 7 | #N/A | 7 | 0
[5 empty] | 8 | #N/A | 8 | 0
[5 empty] | General Total | 0 | General Total | 0
| ARCHITECT'S AND ENGINEER'S FEES (% of general total ) |  |  |  |  | #VALUE! | 0% | 0 |  | see FEES sheet
[5 empty] | TOTAL PRICE | #VALUE! | TOTAL PRICE |  |  | Check unpriced items marked X above

## Office
E.01.2.2.0.02.a
Provided by RICS 2020
Estimate for an office building
Preamble
The building is a three-storey office of GIFA 3,678 m2, built in England, UK, in 2018, and located on the outskirts, and within a suburb, of a large city. There is to be no interference with road traffic. The building time is limited to 24 months, with work to start in April and occupation two years later. Construction comprises reinforced concrete foundations supporting external wall generally of brick and concrete blockwork with insulated cavity, some external construction with outer leaf of insulated metal cladding, all within a steel fabricated structure with reinforced concrete ground floor and suspended reinforced concrete flooring and roofing slabs spanning between steel beams supported by steel columns erected off concrete pads. Lift shaft and staircase enclosure constructed in concrete blockwork housing main concrete staircase and two passenger lifts; colour-through waterproofed render externally with hollow core structural roofing slabs finished with flat roofing finish as main structure. Flat roofs consist of proprietary waterproof roofing system such as RubberBond or similar with EPDM membrane on vapour control layer and bonded to concrete covering to falls over concrete hollow core floor units; fascia and soffits in formed aluminium; roof drainage to colour coated aluminium gutters and downpipes. Two secondary and fire escape staircases in fire protected enclosures, each set serving all three floors, are located internally at two corners of the building, staircases in reinforced concrete with handrails and balustrades in metal. Windows, external doors and spandrels in toughened double glazed pre-finished aluminium frames secured to main structure and fitted with all necessary ironmongery and ancillaries. Heating and air conditioning by gas-fired unit for ducted heating and air source heat pump conditioning systems with zoning and switching between systems; ducted air by semi-rigid aluminium pipework complete with speed controllers and mixed flow in-line fans, with louvred vents. Internal partitions generally of lightweight concrete blockwork with plastered wall finish and similar wall finish to internal faces of external wall inner leaf. Roof top enclosure of metal powder coated louvred panelling 3m high to plant area and incorporating louvred door access. Provision of 50m2 of Solar PV panels. Soil and waste disposal is limited to services within internal floor area only, no requirement for external works; landscaping or similar such works.
VT code | Item ref | Item specification | Unit | Quantity | 2023 |  | 2024 |  | % change | Items to be priced | Pricing notes | Expert's comments
VT CODE |  |  |  |  | Unit price | Total price | Unit price | Total price
|  | 1. Earthworks | [7 empty] | 98 | 98 items in total
X.00.2.2.2.10.aa | 10.aa | Machine excavation for site strip and foundations in soft ground, up to 1m deep below bottom of site excavation or ground level; load and dump on site stockpile, up to 100m distance | m3 | 493 | #N/A | #N/A |  | 0 |  | X
X.00.2.2.2.10.ab | 10.ab | Granular material; type B (20-40mm); supply and place; 150mm thick as sub-base; levelled and compacted | m3 | 166 | #N/A | #N/A |  | 0 |  | X
X.00.2.2.2.10.ac | 10.ac | Supply, spread and level 50mm layer of sand as blinding to sub-base | m3 | 66 | #N/A | #N/A |  | 0 |  | X
X.00.2.2.2.10.ad | 10.ad | Disposal of uncontaminated excess spoil from site, loading and transporting, distance 5km (excluding tipping fees) | m3 | 493 | #N/A | #N/A |  | 0 |  | X
X.00.2.2.2.10.ae | 10.ae | Machine excavation of foul and surface water drainage trenches; dispose of in spoil heap on-site (not including disposal offsite); 450mm wide; 1m deep | m | 20 | #N/A | #N/A |  | 0 |  | X
|  |  |  | TOTAL 1 |  | #N/A |  | 0
2. Concrete
X.00.2.2.2.20.aa | 20.aa | Trench fill foundations under walls in C20/25 concrete; including steel rebar reinforcement (130kg/m3), tamped surface to levels | m3 | 81 | #N/A | #N/A |  | 0 |  | X
X.00.2.2.2.20.ab | 20.ab | Ground floor slab in C25/30 concrete, including steel fabric mesh reinforcement (150kg/m3), levelled and tamped; 125mm thick | m3 | 171 | #N/A | #N/A |  | 0 |  | X
X.00.2.2.2.20.ac | 20.ac | Filling to cavity of hollow walls to ground level in C12/15 concrete; cavity not exceeding 150mm wide | m3 | 4 | #N/A | #N/A |  | 0 |  | X
X.00.2.2.2.20.ad | 20.ad | 1200 gauge polythene damp proof membrane laid on sand blinding (priced separately), lapped joints; dressed up wall and into DPC course | m2 | 1298 | #N/A | #N/A |  | 0 |  | X
X.00.2.2.2.20.ae | 20.ae | Extruded polystyrene (XPS) insulation; 150mm thick laid horizontally over 300mm wide, (0.13W/m2 K) | m2 | 1218 | #N/A | #N/A |  | 0 |  | X | 2024 Expanded polystyrene changed to extruded polystyrene.
X.00.2.2.2.20.af | 20.af | Extruded polystyrene (XPS) insulation; 25mm thick fixed vertically not exceeding 300mm wide | m | 146 | #N/A | #N/A |  | 0 |  | X | 2024 Expanded polystyrene changed to extruded polystyrene.
X.00.2.2.2.20.ag | 20.ag | Structural upper floors: Precast hollow core concrete units; 250mm thick supported on steel beams; ends filled to 600mm deep with concrete, T16 bars at 225mm centres | m2 | 3678 | #N/A | #N/A |  | 0 |  | X
X.00.2.2.2.20.ah | 20.ah | Concrete topping layer 65mm thick of C25/30 strength laid over structural floor | m2 | 3678 | #N/A | #N/A |  | 0 |  | X
X.00.2.2.2.20.ai | 20.ai | Supply and install precast concrete staircase; half landing; 26 riser; 3.95m total rise; balustrades in steel; 25 x 25mm balusters and newels housed at 100mm centres; PVCu covered 50mm steel handrail | Nr | 4 | #N/A | #N/A |  | 0 |  | X
X.00.2.2.2.20.aj | 20.aj | Supply and install precast concrete staircase; two-quarter landings; 26 riser; 3.95m total rise; balustrades in steel; 25 x 25mm balusters and newels housed at 100mm centres; PVCu covered 50mm steel handrail | Nr | 3 | #N/A | #N/A |  | 0 |  | X
|  |  |  | TOTAL 2 |  | #N/A |  | 0
3. Masonry
X.00.2.2.2.30.aa | 30.aa | Foundation masonry of 100mm 7KN concrete block outer leaf; facing brickwork where exposed, 140mm 7KN concrete block inner leaf, with 100mm wide cavity; stainless steel wall ties at 5 per m2 | m2 | 66 | #N/A | #N/A |  | 0 |  | X
X.00.2.2.2.30.ab | 30.ab | Hyload pitch polymer; 0.9mm thick; horizontal damp proof course; not exceeding 225mm wide | m2 | 38 | #N/A | #N/A |  | 0 |  | X
X.00.2.2.2.30.ac | 30.ac | Composite external wall of 100mm facing brickwork outer leaf, 140mm 4KN thermal block inner leaf, with 100mm cavity incorporating 100mm mineral wool insulation; stainless steel wall ties at 5 per m2 | m2 | 517 | #N/A | #N/A |  | 0 |  | X
X.00.2.2.2.30.ad | 30.ad | Composite external wall of 90mm thick Micro-Rib system or similar outer leaf, 140mm 4KN thermal block inner leaf, with 100mm cavity incorporating 100mm mineral wool insulation; galvanised steel wall ties at 3 per m2 | m2 | 291 | #N/A | #N/A |  | 0 |  | X
X.00.2.2.2.30.ae | 30.ae | Internal partition walls of 100mm 4KN thermal blockwork | m2 | 848 | #N/A | #N/A |  | 0 |  | X
X.00.2.2.2.30.af | 30.af | Internal partition walls at ground floor level of 105mm buff coloured facing brickwork face bonded to and including 4KN blockwork, galvanised steel wall ties at 5 per m2, brickwork pointed one face | m2 | 53 | #N/A | #N/A |  | 0 |  | X
X.00.2.2.2.30.ag | 30.ag | Lift shaft walls of 215mm 7KN concrete blockwork | m2 | 201 | #N/A | #N/A |  | 0 |  | X
X.00.2.2.2.30.ah | 30.ah | Close cavity not exceeding 100mm wide between skins of hollow wall at ends, jambs or cills of openings, Manthorpe cavity closer or similar | m | 194 | #N/A | #N/A |  | 0 |  | X
X.00.2.2.2.30.ai | 30.ai | Close cavity not exceeding 100mm wide at top of hollow wall with cement-based board bedded in gauged mortar (1:1:6) | m | 80 | #N/A | #N/A |  | 0 |  | X
X.00.2.2.2.30.aj | 30.aj | Hyload pitch polymer DPC; forming cavity trays; over 300mm wide | m2 | 42 | #N/A | #N/A |  | 0 |  | X
X.00.2.2.2.30.ak | 30.ak | Supply and install prestressed reinforced concrete lintel, 100 x 225mm high, in outer leaf, fair-faced two adjacent sides; 2700mm long | Nr | 5 | #N/A | #N/A |  | 0 |  | X
X.00.2.2.2.30.al | 30.al | Supply and install prestressed reinforced concrete lintel, 100 x 225mm high, in outer leaf, fair-faced two adjacent sides; 5300mm long | Nr | 10 | #N/A | #N/A |  | 0 |  | X
X.00.2.2.2.30.am | 30.am | Supply and install prestressed reinforced concrete lintel, 140 x 225mm high, in inner leaf; 2700mm long | Nr | 5 | #N/A | #N/A |  | 0 |  | X
X.00.2.2.2.30.an | 30.an | Supply and install prestressed reinforced concrete lintel, 140 x 225mm high, in inner leaf; 5300mm long | Nr | 10 | #N/A | #N/A |  | 0 |  | X
X.00.2.2.2.30.ao | 30.ao | Supply and install prestressed reinforced concrete lintel, 100 x 150mm high, in outer leaf, fair-faced two adjacent sides; 1200mm long | Nr | 30 | #N/A | #N/A |  | 0 |  | X
X.00.2.2.2.30.ap | 30.ap | Supply and install prestressed reinforced concrete lintel, 100 x 150mm high, in internal partition; 1900mm long | Nr | 6 | #N/A | #N/A |  | 0 |  | X
X.00.2.2.2.30.aq | 30.aq | Supply and install prestressed reinforced concrete lintel, 100 x 150mm high, in internal partition; 2100mm long | Nr | 6 | #N/A | #N/A |  | 0 |  | X
X.00.2.2.2.30.ar | 30.ar | Supply and install prestressed reinforced concrete lintel, 150 x 150mm high, in external wall; 1200mm long | Nr | 1 | #N/A | #N/A |  | 0 |  | X
X.00.2.2.2.30.as | 30.as | Supply and install prestressed reinforced concrete lintel, 215 x 150mm high, in lift shaft walls; 1400mm long | Nr | 6 | #N/A | #N/A |  | 0 |  | X
|  |  |  | TOTAL 3 |  | #N/A |  | 0
4. Roofing
X.00.2.2.2.40.aa | 40.aa | RubberBond or similar flat roofing system; comprising 18mm thick oriented strand board (OSB) substrate, a 0.25mm polyethylene vapour control layer (VCL), a 50mm mechanically-fastened glass-faced polyisocyanurate (PIR) insulation board, and fully-adhered 1.4mm RubberBond FleeceBack EPDM membrane. Bonded to concrete covering to top of hollow core structural floor units - main roof | m2 | 1586 | #N/A | #N/A |  | 0 |  | X
|  |  |  | TOTAL 4 |  | #N/A |  | 0
5.1 Joinery - Carpentry
X.00.2.2.2.51.aa | 51.aa | Framework; treated sawn softwood; to receive pipe casings; 25 x 38mm vertically; 25 x 25mm horizontally at 450mm centres; two sided; 300mm girth | m | 36 | #N/A | #N/A |  | 0 |  | X
X.00.2.2.2.51.ab | 51.ab | Far Eastern hardwood faced MR boarding ply; grade B/BB; 9mm; fixed to framework (exclude framework from price as priced separately); two sided to casings; 300mm girth | m2 | 11 | #N/A | #N/A |  | 0 |  | X
X.00.2.2.2.51.ac | 51.ac | Supply and install skirtings; wrought softwood; plain square edge: 25 x 145mm or equivalent, gloss paint finish | m | 630 | #N/A | #N/A |  | 0 |  | X | 2024 Gloss paint finish added and more information provided.
X.00.2.2.2.51.ad | 51.ad | Window boards; wrought softwood; nosed and tongued: 25 x 225mm | m | 52 | #N/A | #N/A |  | 0 |  | X
X.00.2.2.2.51.ae | 51.ae | Framed cubicle partitions; Armells or other equal and approved; standard colours and ironmongery; assembling and screwing to floor and wall; standard cubicle set 800mm x 1500mm x 1980mm high per cubicle; 19mm melamine-faced chipboard divisions and doors. Range of 6 cubicle sets; 5nr panels; 6 doors | Nr | 3 | #N/A | #N/A |  | 0 |  | X
X.00.2.2.2.51.af | 51.af | Supply and install pre-finished internal softwood door and frame in white, 1hr fire check, 25 x 75mm softwood architrave both sides; including ironmongery (pair hinges, latch & lever handles); 826 x 2040 x 40mm; to internal door openings | Nr | 13 | #N/A | #N/A |  | 0 |  | X
X.00.2.2.2.51.ag | 51.ag | Supply and install pre-finished internal softwood door and frame in white, standard quality, 25 x 75mm softwood architrave both sides; including ironmongery (pair hinges, latch & lever handles); 826 x 2040 x 40mm; to internal door openings | Nr | 14 | #N/A | #N/A |  | 0 |  | X
|  |  |  | TOTAL 5.1 |  | #N/A |  | 0
5.2 Joinery - Metalwork
X.00.2.2.2.52.aa | 52.aa | Alucobond A2 or similar flat cladding to composite external walls; fixed through 75mm rigid insulation to 12mm sheathing ply, faced with vapour barrier, secured to 150mm metal stud wall, full blown insulated core; 18mm gypsum board internal face; finished in 5mm plaster skim coat | m2 | 185 | #N/A | #N/A |  | 0 |  | X
X.00.2.2.2.52.ab | 52.ab | Colour-coated Aluminium eaves fascia and soffit assembly; 200mm fascia and 400mm soffit; stepped unit; total 800mm girth; including batten support fixed to external wall | m | 159 | #N/A | #N/A |  | 0 |  | X
X.00.2.2.2.52.ac | 52.ac | Colour-coated Aluminium soffit cladding; including batten support fixed to framework to underside of flat roof soffit | m2 | 110 | #N/A | #N/A |  | 0 |  | X
X.00.2.2.2.52.ad | 52.ad | Rainwater goods; colour coated aluminium down pipes including shoes and offsets; fixing with standard clips to backgrounds: 75mm diameter | m | 179 | #N/A | #N/A |  | 0 |  | X
X.00.2.2.2.52.ae | 52.ae | Rainwater goods; colour coated half round aluminium gutter, including stop ends, running outlets and fittings; fixing with standard clips to backgrounds; 125mm dia | m | 166 | #N/A | #N/A |  | 0 |  | X
X.00.2.2.2.52.af | 52.af | Balustrade to void, 25 x 25mm steel supports at 1350mm centres, toughened glazing panels complete with brackets; PVCu covered 50mm steel handrail; 1200mm high (balcony overlooking front foyer) | m | 8 | #N/A | #N/A |  | 0 |  | X
X.00.2.2.2.52.ag | 52.ag | Supply and install; universal columns; shot blasting and primed at works; 305 x 305 x 198 Kg/m | Tonne | 78.8 | #N/A | #N/A |  | 0 |  | X
X.00.2.2.2.52.ah | 52.ah | Supply and install; circular hollow sections; shot blasted and primed at works; colour coated; 323.9mm dia x 12.5mm x 96Kg/m | Tonne | 2.8 | #N/A | #N/A |  | 0 |  | X | Note: items 52ag, 52ah, 52ai include installation
X.00.2.2.2.52.ai | 52.ai | Supply and install; universal beams; shot blasted and primed at works; 533 x 210 x 138 Kg/m | Tonne | 174.3 | #N/A | #N/A |  | 0 |  | X
X.00.2.2.2.52.aj | 52.aj | Full depth end plates - beam to column; fillet welded to ends of beam; 550 x 225 mm x 16 mm thick steel; drilled 6 times | Nr | 104 | #N/A | #N/A |  | 0 |  | X
X.00.2.2.2.52.al | 52.al | Blast cleaning and wire brushing at works and surface treatment; zinc chromatic primer, one coat. Note: erecting the frame exposes the steel so it needs retreating to ensure protection. | m2 | 3225 | #N/A | #N/A |  | 0 |  | X
|  |  |  | TOTAL 5.2 |  | #N/A |  | 0
5.3 Joinery - Windows
X.00.2.2.2.53.aa | 53.aa | Supply and install pre-finished powder-coated aluminium framed double-glazed 2-light frame; grey tinted safety glazing units;18mm argon filled cavity (5-18-5) providing 1.1W/m2 K; including linings and the like; frame size 2500 x 2250mm | Nr | 9 | #N/A | #N/A |  | 0 |  | X
X.00.2.2.2.53.ab | 53.ab | Supply and install pre-finished powder-coated aluminium framed double-glazed 4-light (tilt and turn) frame; grey tinted safety glazing units; 18mm argon filled cavity (5-18-5) providing 1.1W/m2 K; including linings and the like; frame size 5000 x 2250mm | Nr | 18 | #N/A | #N/A |  | 0 |  | X
X.00.2.2.2.53.ac | 53.ac | Supply and install pre-finished powder-coated aluminium framed double-glazed 9-light frame; grey tinted safety glazing units;18mm argon filled cavity (5-18-5) providing 1.1W/m2 K; including linings and the like; frame size 11600 x 2250mm | Nr | 6 | #N/A | #N/A |  | 0 |  | X
X.00.2.2.2.53.ad | 53.ad | Supply and install pre-finished powder-coated aluminium framed 3-light spandrel panel; opaque glazed units;18mm argon filled cavity (5-18-5) providing 1.1W/m2 K; including linings and the like; frame size 6500 x 1200mm | Nr | 1 | #N/A | #N/A |  | 0 |  | X
X.00.2.2.2.53.ae | 53.ae | Supply and install pre-finished powder-coated aluminium framed 3-light spandrel panel; opaque glazed units;18mm argon filled cavity (5-18-5) providing 1.1W/m2 K; including linings and the like; frame size 6500 x 1600mm | Nr | 1 | #N/A | #N/A |  | 0 |  | X
X.00.2.2.2.53.af | 53.af | Supply and install pre-finished powder-coated aluminium framed 3-light frame; grey tinted safety glazing units;18mm argon filled cavity (5-18-5) providing 1.1W/m2 K; including linings and the like; frame size 6500 x 2250mm | Nr | 2 | #N/A | #N/A |  | 0 |  | X
X.00.2.2.2.53.ag | 53.ag | Supply and install pre-finished powder-coated aluminium framed double-glazed 3-light frame; grey tinted safety glazing unit;18mm argon filled cavity (5-18-5) providing 1.1W/m2 K; including linings and the like; frame size 6500 x 1600mm | Nr | 1 | #N/A | #N/A |  | 0 |  | X
X.00.2.2.2.53.ah | 53.ah | Supply and install pre-finished powder-coated aluminium framed double-glazed entrance frame; grey tinted safety glazing units;18mm argon filled cavity (5-18-5) providing 1.1W/m2 K; incorporating revolving door assembly and separate side door; including all linings, ironmongery and the like; overall frame size 6500 x 2250mm | Nr | 1 | #N/A | #N/A |  | 0 |  | X
X.00.2.2.2.53.ai | 53.ai | Supply and install pre-finished powder-coated aluminium framed double-glazed 2-light frame; grey tinted safety glazing units; 18mm argon filled cavity (5-18-5) providing 1.1W/m2 K; including linings and the like; frame size 1800 x 1500mm | Nr | 4 | #N/A | #N/A |  | 0 |  | X
X.00.2.2.2.53.aj | 53.aj | Supply and install pre-finished powder-coated aluminium framed double-glazed 4-light frame; grey tinted safety glazing units; 18mm argon filled cavity (5-18-5) providing 1.1W/m2 K; including linings and the like; frame size 5000 x 1500mm | Nr | 9 | #N/A | #N/A |  | 0 |  | X
X.00.2.2.2.53.ak | 53.ak | Supply and install pre-finished powder-coated aluminium framed door frame providing 1.1W/m2 K; pair side-hung flush doors; including ironmongery and the like; frame size 1800 x 2250 x 44mm | Nr | 2 | #N/A | #N/A |  | 0 |  | X
X.00.2.2.2.53.al | 53.al | Supply and install pre-finished powder-coated aluminium framed internal screen providing 1.1W/m2 K; toughened opaque glazing; including linings and the like; frame size 8000 x 2750mm | Nr | 1 | #N/A | #N/A |  | 0 |  | X
|  |  |  | TOTAL 5.3 |  | #N/A |  | 0
|  |  |  | TOTAL 5 |  | #N/A |  | 0
6. Finishings
X.00.2.2.2.60.aa | 60.aa | Cement and sand (1:3); trowelled finish to floors 65mm thick, float finish; incorporating mesh reinforcement | m2 | 1205 | #N/A | #N/A |  | 0 |  | X
X.00.2.2.2.60.ab | 60.ab | Cement and sand (1:3); trowelled finish to floors; 50mm thick, float finish; incorporating mesh reinforcement; first and second floor | m2 | 2358 | #N/A | #N/A |  | 0 |  | X
X.00.2.2.2.60.ac | 60.ac | Cement and sand (1:3) to walls in render coats, overall 13mm thick; finish with 5mm thick coat of plaster; including all stop beads and angles | m2 | 2227 | #N/A | #N/A |  | 0 |  | X
X.00.2.2.2.60.ad | 60.ad | Plasterboard linings to steelwork as fire protection; 12.5mm wallboard in two layers to and including woodwork background support; Thistle plaster finish 2mm thick; one coat work; including scrimming joints and filling nail holes; over 300mm girth | m2 | 258 | #N/A | #N/A |  | 0 |  | X
X.00.2.2.2.60.ae | 60.ae | Suspended ceilings; concealed galvanised steel suspension system; hangers plugged and screwed to soffit of concrete flooring units; 600 x 600 x 18mm mineral tiles | m2 | 3504 | #N/A | #N/A |  | 0 |  | X
X.00.2.2.2.60.af | 60.af | Supply and install medium quality Polypropylene carpet; pile height 10mm and 10mm recycled PU foam underlay; 2.9 tog rating; including gripper, excluding door bars (measured separately) | m2 | 3334 | #N/A | #N/A |  | 0 |  | X | 2024 Door bars now excluded.
X.00.2.2.2.60.ag | 60.ag | Supply and install 2.5mm thick 'standard quality' linoleum sheeting | m2 | 399 | #N/A | #N/A |  | 0 |  | X
X.00.2.2.2.60.ah | 60.ah | Aluminium anti slip stair nosing; profile 70 x 30mm; plugged and screwed to concrete | m | 218 | #N/A | #N/A |  | 0 |  | X
X.00.2.2.2.60.ai | 60.ai | Paint internal wall; two coats vinyl silk emulsion paint white | m2 | 2227 | #N/A | #N/A |  | 0 |  | X
X.00.2.2.2.60.aj | 60.aj | Paint skirting (height 145mm), one coat undercoat alkyd-based paint, white and one coat gloss, standard quality | m | 630 | #N/A | #N/A |  | 0 |  | X
X.00.2.2.2.60.ak | 60.ak | Glazed ceramic wall tiling 200 x 200 x 10mm white colour, fixing with adhesive | m2 | 70 | #N/A | #N/A |  | 0 |  | X
|  |  |  | TOTAL 6 |  | #N/A |  | 0
7.1 Mechanical Installations - Sanitary Installation and plumbing
X.00.2.2.2.71.aa | 71.aa | Supply and install urinal in white vitreous china; standard quality; complete with associated fittings; fixing in position including connecting to services n.e. 1.50m from unit | Nr | 9 | #N/A | #N/A |  | 0 |  | X
X.00.2.2.2.71.ab | 71.ab | Supply and install 500mm rectangular basin in white vitreous china with pedestal; standard quality; complete with mixer tap and associated fittings; fixing in position including connecting to services; not exceeding 1.5m from unit | Nr | 24 | #N/A | #N/A |  | 0 |  | X
X.00.2.2.2.71.ac | 71.ac | Supply and install rectangular close coupled WC suite in white vitreous china; standard quality; complete with cistern, seat and flap and associated fittings; fixing in position including connecting to services; not exceeding 1.5m from unit | Nr | 21 | #N/A | #N/A |  | 0 |  | X
X.00.2.2.2.71.ad | 71.ad | Supply and install white 900 x 900mm acrylic shower tray, 25mm high and 6mm thick glass quadrant (door); inclusive of waste, complete with associated fittings; fixing in position including connecting to services n.e. 1.5m from unit | Nr | 5 | #N/A | #N/A |  | 0 |  | X
X.00.2.2.2.71.ae | 71.ae | Supply and install exposed thermostatic bar mixer shower in chrome specification; Hansgrohe Croma 100 Showerpipe or similar; fixing in position; connecting to services not exceeding 1.5m from unit | Nr | 5 | #N/A | #N/A |  | 0 |  | X
X.00.2.2.2.71.af | 71.af | Provision of cold water supply, 10m MDPE pipe 20mm dia; metre position to rising main position, including stop cock and non-return valve | Nr | 1 | #N/A | #N/A |  | 0 |  | X
|  |  |  | TOTAL 7.1 |  | #N/A |  | 0
7.2 Mechanical Installations - Heating and hot water supply
X.00.2.2.2.72.aa | 72.aa | Supply, install and commission combined heat and power unit; gas fired engine; acoustic enclosure complete with exhaust fan and attenuators; exhaust gas attenuation includes 6m long pipe connections; dry air cooler for secondary water circuit to reject excess heat; controls and panel; commissioning electrical output 150kW; thermal output 208kW (e.g. Hoval PowerBloc EG210 NOx). Assembled on site at roof top level | Nr | 1 | #N/A | #N/A |  | 0 |  | X
X.00.2.2.2.72.ab | 72.ab | 15mm Polyethylene (PE-X) piping from boiler hot and cold services to sanitary fixtures and fittings complete with all bends, couplers, brackets etc as appropriate and including 4nr valves in total | m | 336 | #N/A | #N/A |  | 0 |  | X
|  |  |  | TOTAL 7.2 |  | #N/A |  | 0
7.3 Mechanical Installations - Ventilation
X.00.2.2.2.73.aa | 73.aa | Semi-rigid flexible aluminium ducting; 50% @ 100mm and 50% @ 150mm dia; complete with all bends, fixing plates, reducers, fire dampers, grilles etc. Pipe sections supported on brackets fixed to underside of structural flooring units and laid between suspended ceiling and concrete slab units over | m | 480 | #N/A | #N/A |  | 0 |  | X
|  |  |  | TOTAL 7.3 |  | #N/A |  | 0
7.4 Mechanical Installations - Lifts
X.00.2.2.2.74.aa | 74.aa | Passenger lifts - machine room over; electrically operated 8-person lift serving 3 levels, AC drive with controls; speed 1.6 m/s; maximum load: 630kg | Nr | 2 | #N/A | #N/A |  | 0 |  | X
|  |  |  | TOTAL 7.4 |  | #N/A |  | 0
7.5 Mechanical installations - Fire protection
X.00.2.2.2.75.aa | 75.aa | Supply, install and commission wet pipe fire sprinkler, including pipework, valve sets, booster pumps and automatic alarm; assume 1 sprinkler per 12m2 | Nr | 250 | #N/A | #N/A |  | 0 |  | X
X.00.2.2.2.75.ab | 75.ab | Supply and install new smart smoke & Carbon Monoxide alarm (Nest S3000 Protect or equivalent); wire into electrics for fail-safe (assume 2m of wire required) | Nr | 18 | #N/A | #N/A |  | 0 |  | X
|  |  |  | TOTAL 7.5 |  | #N/A |  | 0
|  |  |  | TOTAL 7 |  | #N/A |  | 0
8. Electrical Installations
X.00.2.2.2.80.aa | 80.aa | Transformer; 11000/433v; oil filled; natural cooling; gauges and ancillaries; HV and LV terminations; 500kVA | Nr | 1 | #N/A | #N/A |  | 0 |  | X
X.00.2.2.2.80.ab | 80.ab | Stand-by generator; packaged unit; water cooled diesel engine; battery charge alternator and starter motor; 24-hour capacity storage tank; anti-vibration mountings; 150 kVA | Nr | 1 | #N/A | #N/A |  | 0 |  | X
X.00.2.2.2.80.ad | 80.ad | Busbar trunking with copper conductors; TP&N; aluminium housing; earth continuity; insulation; trunking with ancillaries; fire barrier and tap-off unit; 400 amp | m | 15 | #N/A | #N/A |  | 0 |  | X
X.00.2.2.2.80.ae | 80.ae | Cable trunking; twin compartment; PVC; white with cover and couplings in running length; including angles and end caps; 100 x 25mm | m | 900 | #N/A | #N/A |  | 0 |  | X
X.00.2.2.2.80.af | 80.af | PVC insulated sheathed cable; 300/500-volt grade; drawn into conduit clipped to structure; 3 core 2.5 mm2 | m | 450 | #N/A | #N/A |  | 0 |  | X
X.00.2.2.2.80.ag | 80.ag | Plateswitches; box; surface mounted; 3-gang 2-way screwless; brushed stainless steel | Nr | 30 | #N/A | #N/A |  | 0 |  | X
X.00.2.2.2.80.ah | 80.ah | Surface mounted; modular luminaires 600 x 600mm; Philips CoreLine RC125b led panel, 4000K or similar; 300lx, set in ceiling grid | Nr | 90 | #N/A | #N/A |  | 0 |  | X
X.00.2.2.2.80.ai | 80.ai | Photovoltaics assembled on the roof; 400W monocrystalline; 1,754mm x 1,096mm x 30mm; Trina Vertex S or equivalent | m2 | 50 | #N/A | #N/A |  | 0 |  | X
|  |  |  | TOTAL 8 |  | #N/A |  | 0
9. Drainage System
X.00.2.2.2.90.aa | 90.aa | 150mm bed and surround in pea shingle and 150mm covering of pea shingle to pipes; 110mm dia, 450mm wide (allow a total of 0.135m3 pea shingle per m) | m | 20 | #N/A | #N/A |  | 0 |  | X
X.00.2.2.2.90.ab | 90.ab | PVCu pipes; OsmaDrain or similar; 110mm dia soil waste pipework complete with accessories including connectors, bends, access doors, branches etc; fixing with standard clips | m | 78 | #N/A | #N/A |  | 0 |  | X
|  |  |  | TOTAL 9 |  | #N/A |  | 0
|  | Please complete details below for Fees |  |  | Chapter | 2023 | Chapter | 2024 | % Change
[6 empty] | Total |  | Total
[5 empty] | 1 | #N/A | 1 | 0
[5 empty] | 2 | #N/A | 2 | 0
[5 empty] | 3 | #N/A | 3 | 0
[5 empty] | 4 | #N/A | 4 | 0
[5 empty] | 5 | #N/A | 5 | 0
[5 empty] | 6 | #N/A | 6 | 0
[5 empty] | 7 | #N/A | 7 | 0
[5 empty] | 8 | #N/A | 8 | 0
[5 empty] | 9 | #N/A | 9 | 0
[5 empty] | General Total | 0 | General Total | 0
| ARCHITECT'S AND ENGINEER'S FEES (% of general total ) |  |  |  |  | #VALUE! | 0% | 0 |  | see FEES sheet
[5 empty] | TOTAL PRICE | #VALUE! | TOTAL PRICE |  |  | Check unpriced items marked X above

## Asphalt road
E.01.2.3.0.01.a
Provided by RICS 2022
Estimate for a dual carriage way with a central reserve
Preamble
The project relates to a 100m section of road on a 5 km site. The construction works to be carried out on the same alignment as the existing road to an existing carriageway. The assumed speed for the carriageway is greater than 80kph. It is assumed that all excavations comprises of compact soil and gravel and shouldn’t include any provision for earthwork support. The road is a 14m wide bi-directional dual carriageway which will include a central reserve area between opposing lanes. It also features a vehicle restraint system for vehicle impact safety. The central reserve vehicle restraint system is continuous and a double rail system and there is a single rail system on the opposite side of the footway. Use of hard strips adjacent to each lane at 1m widths has been applied and each carriageway has a cross-fall towards the verge area. Each verge side has been treated differently to allow for a cutting and embankment detail allowing for the use of different drainage types that may occur in road construction. The construction type for the footway has been assumed that light-vehicles may mount the kerb line and park on the footway area. This assumption affects the depth of construction materials to be used. The width of the footway is 2m, excluding kerb and edging widths. Unit prices should include for the following works: preparation of the site and use and removal of materials to license disposal sites including all levies.
VT CODE | Item ref | Item specification | Unit | Quantity | 2023 |  | 2024 |  | % change | Items to be priced | Pricing notes | Expert's comments
VT CODE |  |  |  |  | Unit price | Total price | Unit price | Total price
|  | 1. Earthworks | [7 empty] | 27 | 27 items in total
X.00.2.3.1.10.aa | 10.aa | Mechanical excavation of carriageway, compacted dense soil depth 870mm, levelling and compacting to 95% simple Proctor. Transport 500m onsite | m3 | 1740 | #N/A | #N/A |  | 0 |  | X | Carriageway: depth = 870mm; width = 9m + 2m + 9m = 20m (1,740m3) 2024 "compacted dense soil" added to increase the clarity of excavated material.
X.00.2.3.1.10.ab | 10.ab | Mechanical excavation of sidewalk and shoulder, compacted dense soil depth 400mm, levelling and compacting. Transport 500m onsite | m3 | 92 | #N/A | #N/A |  | 0 |  | X | Sidewalk and shoulder: depth = 400mm; width = 2.3m (92m3) 2024 "compacted dense soil" added to increase the clarity of excavated material.
X.00.2.3.1.10.ac | 10.ac | Mechanical excavation of trenches and drainage chambers, compacted dense soil depth 3m. Transport 500m onsite | m3 | 405 | #N/A | #N/A |  | 0 |  | X | Trench and drainage chambers: trench for carrier and filter drain width = 0.6m each at a depth of 3m, use of ditch witch for fin drain width = 0.3m use a depth of 1.5m (405m3) 2024 "compacted dense soil" added to increase the clarity of excavated material.
|  |  |  | TOTAL 1 |  | #N/A |  | 0
2. Concrete and Asphalt
|  | Asphalt - Main Carriageway (incl. central reserve) | [8 empty] | no capping used as kept mechanically stabilised work
X.00.2.3.1.20.aa | 20.aa | Gravel 0-90mm dia, thickness 450mm on the carriageway. 95% modified Proctor | m2 | 2100 | #N/A | #N/A |  | 0 |  | X
X.00.2.3.1.20.ab | 20.ab | Mechanically stabilised crusher-run 0-45mm dia, thickness 100mm on the carriageway. 95% modified Proctor | m2 | 2100 | #N/A | #N/A |  | 0 |  | X | Lime stabilise assuming a 1000m3 done in a day incl. establishment + imported fill not class 6F
X.00.2.3.1.20.ac | 20.ac | AC 32 dense base course 40/60 des, thickness 230mm | m2 | 2100 | #N/A | #N/A |  | 0 |  | X
X.00.2.3.1.20.ad | 20.ad | AC 20 dense binder course 40/60 des, thickness 60mm | m2 | 2100 | #N/A | #N/A |  | 0 |  | X
X.00.2.3.1.20.ae | 20.ae | AC 10 surface course 70/100 des, thickness 30mm | m2 | 2100 | #N/A | #N/A |  | 0 |  | X | width = 1+3.5+3.5+1+2+1+3.5+3.5+1 2024 This item now reflects "AC 10 surface course" when previously it was 10mm dia stone which isn't a surface course.
|  | Asphalt - Footway | [8 empty] | assumed light vehicle footway and cycle ways
X.00.2.3.1.20.af | 20.af | Gravel 0-90mm dia, thickness 250mm on the sidewalk and shoulder. 95% modified Proctor | m2 | 200 | #N/A | #N/A |  | 0 |  | X | reduced depth to suit light vehicle footway loads
X.00.2.3.1.20.ag | 20.ag | Mechanically stabilised crusher-run 0-45mm dia, thickness 80mm. 95% modified Proctor | m2 | 200 | #N/A | #N/A |  | 0 |  | X | Lime stabilise assuming a 1000m3 done in a day incl. establishment + imported fill not class 6F
X.00.2.3.1.20.ah | 20.ah | 20mm dia dense base / binder course, thickness 50mm | m2 | 200 | #N/A | #N/A |  | 0 |  | X | used CD 239 spec
X.00.2.3.1.20.ai | 20.ai | 6mm dia dense asphalt surface course, thickness 20mm | m2 | 200 | #N/A | #N/A |  | 0 |  | X | used CD 239 spec
Concrete - Footway
X.00.2.3.1.20.aj | 20.aj | Precast concrete half battered kerb 125mm x 255mm, compliant to BS EN 1340, laid straight or curved exceeding 12m radius on a 150mm bed of GEN 0 / C7/8 / ST1 concrete (7.5N) including haunching | m | 100 | #N/A | #N/A |  | 0 |  | X | used CD 239 spec - front of footway
X.00.2.3.1.20.ak | 20.ak | Precast concrete square edging 50mm x 150mm, compliant to BS EN 1340, laid straight or curved exceeding 12m radius on a 100mm bed of GEN 0 / C7/8 / ST1 concrete (7.5N) including haunching | m | 100 | #N/A | #N/A |  | 0 |  | X | used CD 239 spec - rear of footway
|  |  |  | TOTAL 2 |  | #N/A |  | 0
6. Finishings: Street furniture
X.00.2.3.1.60.aa | 60.aa | Vehicle Restraint System or equivalent steel parapet restraint system; N2 normal containment highway safety fence; single side system; speed limit of 100km/h; compliant to BS EN 1317. 110 x 49mm Z post every 2.5m. Each post bedded in concrete foundation; ST5 or C40 grade | m | 100 | #N/A | #N/A |  | 0 |  | X | verge one side only
X.00.2.3.1.60.ab | 60.ab | Vehicle Restraint System or equivalent steel parapet restraint system; N2 normal containment highway safety fence; double sided system; speed limit of 100km/h; compliant to BS EN 1317. 110 x 49mm Z post every 2.5m. Each post bedded in concrete foundation; ST5 or C40 grade | m | 100 | #N/A | #N/A |  | 0 |  | X | central reserve
X.00.2.3.1.60.ac | 60.ac | 3mm thick thermoplastic road marking compliant to BS EN 1871 & 1436; solid single edge line; 100mm wide to surface course | m | 400 | #N/A | #N/A |  | 0 |  | X | edge lines 2024 Thickness of road marking provided.
X.00.2.3.1.60.ad | 60.ad | 3mm thick thermoplastic road marking compliant to BS EN 1871 & 1436; intermittent line; 100mm wide to surface course | m | 200 | #N/A | #N/A |  | 0 |  | X | lane lines 2024 Thickness of road marking provided.
X.00.2.3.1.60.ae | 60.ae | Installation of reflective road studs; 100 × 100mm square bi-directional with amber corner cube reflectors, compliant to BS EN 1463 Pt. 1 & 2 to lane lines at 18m centres | Nr | 34 | #N/A | #N/A |  | 0 |  | X | studs to edge & lane lines 2024 Removed "assumed only half of base layer to be replaced; thickness 100mm" as this is already been accounted for in the quantity.
|  |  |  | TOTAL 6 |  | #N/A |  | 0
9. Drainage
X.00.2.3.1.90.aa | 90.aa | Fin drains - Perforated PVCu pipes, compliant to BS 4962 & BS EN 1401-1, 110mm dia. at a depth not greater than 1.5m, including bed and surround in shingle and backfilling | m | 100 | #N/A | #N/A |  | 0 |  | X | fin drain in cutting
X.00.2.3.1.90.ab | 90.ab | Carrier drain - HDPE pipe compliant to BS EN 1266-1, 375mm dia in trench depth to invert 3.0m, including bed and surround in shingle and backfilling | m | 100 | #N/A | #N/A |  | 0 |  | X | carrier drain in cutting drwg. has 3m depth, type S bed used
X.00.2.3.1.90.ac | 90.ac | Filter drain - HDPE pipe compliant to BS EN 1266-1, 300mm dia in trench depth to invert 3.0m, including bed and surround in shingle and backfilling | m | 100 | #N/A | #N/A |  | 0 |  | X | filter drain in embankment drwg. has depth of 3m
X.00.2.3.1.90.ad | 90.ad | Build in ends of pipes to existing precast concrete manhole chamber and make good with cement mortar (1:3); 4m below ground level; pipe nominal bore 300mm | Nr | 6 | #N/A | #N/A |  | 0 |  | X | 2024 Specification fundamentally rewritten to increase clarity.
X.00.2.3.1.90.ae | 90.ae | Precast concrete trapped drainage gully, compliant to BS 5911-6, 450mm dia; height 0.9m including ST2 concrete bed & surround, cover slab, grade D400 frame and gratings compliant to BS EN 124, depth of frame 150mm | Nr | 8 | #N/A | #N/A |  | 0 |  | X
X.00.2.3.1.90.af | 90.af | Precast concrete chambers, compliant to BS 5911-3 & BS EN 1917, 1500mm dia; depth 2.5m, including cover slab, chamber steps to BS EN 13101, grade D400 frame and gratings compliant to BS EN 124, depth of frame 150mm | Nr | 4 | #N/A | #N/A |  | 0 |  | X | slightly oversized to cater for up to 2 connections on one side
X.00.2.3.1.90.ag | 90.ag | Type A filter material, fine and all-in aggregate (0-20mm dia) complaint to BS EN 13285 in drainage trenches, depth 500mm | m3 | 30 | #N/A | #N/A |  | 0 |  | X | lower drainage material for bedding and haunch for filter drain bedding = 75+300+50 = 425mm say 500mm.
X.00.2.3.1.90.ah | 90.ah | Type B filter material, coarse aggregate (20-40mm dia) compliant to BS EN 13242 in drainage trenches, depth 2.5m | m3 | 150 | #N/A | #N/A |  | 0 |  | X | upper drainage material for filter drain height = 2.5m
|  |  |  | TOTAL 9 |  | #N/A |  | 0
|  | Please complete details below for Fees |  |  | Chapter | 2023 | Chapter | 2024 | % Change
[6 empty] | Total |  | Total
[5 empty] | 1 | #N/A | 1 | 0
[5 empty] | 2 | #N/A | 2 | 0
[5 empty] | 6 | #N/A | 6 | 0
[5 empty] | 9 | #N/A | 9 | 0
[5 empty] | General Total | 0 | General Total | 0
| ARCHITECT'S AND ENGINEER'S FEES (% of general total ) |  |  |  |  | #VALUE! | 0% | 0 |  | see FEES sheet
[5 empty] | TOTAL PRICE | #VALUE! | TOTAL PRICE |  |  | Check unpriced items marked X above

## Road resurfacing
E.01.2.3.0.01.b
Provided by RICS 2022
Estimate for resurfacing a dual carriageway
Preamble
The project relates to resurfacing a 100m section of road on a 5 km site. The construction works to be carried out on the same alignment as the existing road to an existing carriageway. The assumed speed for the carriageway is greater than 80kph. The road is a 14m wide bi-directional dual carriageway which will include a central reserve area between opposing lanes. It also features a vehicle restraint system for vehicle impact safety. The central reserve vehicle restraint system is continuous and a double rail system and there is a single rail system on the opposite side of the footway. All vehicle restraint systems are to stay in place with no height adjustments and assumed section of existing vehicle restraint system requires replacement. Use of hard strips adjacent to each lane at 1m widths has been applied and each carriageway has a cross-fall towards the verge area. Each verge side has been treated differently to allow for a cutting and embankment detail allowing for the use of different drainage types that may occur in road construction. All drainage and kerb systems are to stay in place as no adjustments and an allowance has been made for localised drainage repairs. The construction type for the footway has been assumed that light-vehicles may mount the kerb line and park on the footway area. This assumption affects the depth of construction materials to be used. The width of the footway is 2m, excluding kerb and edging widths. Assumed for the removal of the upper surface course only. Unit prices should include for the following works: preparation of the site and use and removal of materials to license disposal sites including all levies. It is assumed that one side of the carriageway will remain open throughout and the majority of work will be undertaken during normal working hours.
VT CODE | Item ref | Item specification | Unit | Quantity | 2023 |  | 2024 |  | % change | Items to be priced | Pricing notes | Expert's comments
VT CODE |  |  |  |  | Unit price | Total price | Unit price | Total price
|  | 1. Earthworks | [7 empty] | 18 | 18 items in total
X.00.2.3.2.10.aa | 10.aa | Pavements; cold milling at 100mm depth; removal of surface and binder course | m2 | 1440 | #N/A | #N/A |  | 0 |  | X
X.00.2.3.2.10.ab | 10.ab | Pavements; cold milling at 100mm depth; removal of base course | m2 | 720 | #N/A | #N/A |  | 0 |  | X | This quantity has been assumed as 50% of the carriageway area, where pavement has failed.
X.00.2.3.2.10.ac | 10.ac | Pavements; cold milling at 50mm depth; removal of surface course longitudinally at tie ins | m2 | 360 | #N/A | #N/A |  | 0 |  | X | Assumed at 30mm inlay for longitudinal step at each end of the carriageway
|  |  |  | TOTAL 1 |  | #N/A |  | 0
2. Concrete
Asphalt - Main Carriageway (incl. central reserve)
X.00.2.3.2.20.aa | 20.aa | AC 32 dense base course 40/60 des, thickness 100mm | m2 | 720 | #N/A | #N/A |  | 0 |  | X | 2024 Removed "assumed only half of base layer to be replaced; thickness 100mm" as this is already been accounted for in the quantity.
X.00.2.3.2.20.ab | 20.ab | AC 20 dense binder course 40/60 des, thickness 60mm | m2 | 1440 | #N/A | #N/A |  | 0 |  | X
X.00.2.3.2.20.ac | 20.ac | AC 10 surface course 70/100 des, thickness 30mm | m2 | 1440 | #N/A | #N/A |  | 0 |  | X | 2024 This item now reflects "AC 10 surface course" when previously it was 10mm dia stone which isn't a surface course.
X.00.2.3.2.20.ad | 20.ad | Surfacing course; inlay at tie ins, thickness 30mm | m2 | 360 | #N/A | #N/A |  | 0 |  | X
X.00.2.3.2.20.ae | 20.ae | Pavements; tack coat applied by machine sprayer | m2 | 2520 | #N/A | #N/A |  | 0 |  | X
Asphalt - Footway
X.00.2.3.2.20.af | 20.af | 6mm dia dense asphalt surface course, thickness 20mm | m2 | 200 | #N/A | #N/A |  | 0 |  | X
X.00.2.3.2.20.ag | 20.ag | Pavements; cold milling up to 50mm in depth; removal of surface course | m2 | 200 | #N/A | #N/A |  | 0 |  | X
|  |  |  | TOTAL 2 |  | #N/A |  | 0
6. Finishings: Street furniture
X.00.2.3.2.60.aa | 60.aa | Vehicle Restraint System or equivalent steel parapet restraint system; N2 normal containment highway safety fence; single side system; speed limit of 100km/h; compliant to BS EN 1317. 110 x 49mm Z post every 2.5m. Each post bedded in concrete foundation; ST5 or C40 grade | m | 50 | #N/A | #N/A |  | 0 |  | X | Assumed section of existing vehicle restraint system requires replacement
X.00.2.3.2.60.ab | 60.ab | 3mm thick thermoplastic road marking compliant to BS EN 1871 & 1436; solid single edge line; 100mm wide to surface course | m | 400 | #N/A | #N/A |  | 0 |  | X | 2024 Thickness of road marking provided.
X.00.2.3.2.60.ac | 60.ac | 3mm thick thermoplastic road marking compliant to BS EN 1871 & 1436; intermittent line; 100mm wide to surface course | m | 200 | #N/A | #N/A |  | 0 |  | X | 2024 Thickness of road marking provided.
X.00.2.3.2.60.ad | 60.ad | Installation of reflective road studs; 100 × 100mm square bi-directional with amber corner cube reflectors, compliant to BS EN 1463 Pt. 1 & 2 to lane lines at 18m centres | Nr | 34 | #N/A | #N/A |  | 0 |  | X | 2024 Dimensions and specification of reflective studs provided.
|  |  |  | TOTAL 6 |  | #N/A |  | 0
9. Drainage
X.00.2.3.2.90.aa | 90.aa | Carrier drain - HDPE pipe compliant to BS EN 1266-1, 375mm dia in trench depth to invert 3.0m, including bed and surround in shingle and backfilling | m | 20 | #N/A | #N/A |  | 0 |  | X | Assumed localised pipe repair
X.00.2.3.2.90.ab | 90.ab | Filter drain - HDPE pipe compliant to BS EN 1266-1, 300mm dia in trench depth to invert 3.0m, including bed and surround in shingle and backfilling | m | 20 | #N/A | #N/A |  | 0 |  | X | Assumed localised pipe repair
X.00.2.3.2.90.ac | 90.ac | Build in ends of pipes to existing precast concrete manhole chamber and make good with cement mortar (1:3); 4m below ground level; pipe nominal bore 300mm | Nr | 2 | #N/A | #N/A |  | 0 |  | X | 2024 Specification fundamentally rewritten to increase clarity.
X.00.2.3.2.90.ad | 90.ad | Precast concrete trapped drainage gully, compliant to BS 5911-6, 450mm dia; height 0.9m including ST2 concrete bed & surround, cover slab, grade D400 frame and gratings compliant to BS EN 124, depth of frame 150mm | Nr | 2 | #N/A | #N/A |  | 0 |  | X | Assumed installation or / replacement of gullies due to failure or additional capacity
|  |  |  | TOTAL 9 |  | #N/A |  | 0
|  | Please complete details below for Fees |  |  | Chapter | 2023 | Chapter | 2024 | % Change
[6 empty] | Total |  | Total
[5 empty] | 1 | #N/A | 1 | 0
[5 empty] | 2 | #N/A | 2 | 0
[5 empty] | 6 | #N/A | 6 | 0
[5 empty] | 9 | #N/A | 9 | 0
[5 empty] | General Total | 0 | General Total | 0
| ARCHITECT'S AND ENGINEER'S FEES (% of general total ) |  |  |  |  | #VALUE! | 0% | 0 |  | see FEES sheet
[5 empty] | TOTAL PRICE |  | TOTAL PRICE |  |  | Check unpriced items marked X above

## Item Summary
Item Summary
The item summary shows % price changes in descending order of price increases. Largest price increases are at the top of the list Largest price decreases are at the bottom of the list.
[14 empty] | 2 | 3 | 4 | 5 | 6 | 7 | 8 | 9
| Project | Item ref | Item specification | Unit | Quantity | Unit price |  | % change | [5 empty] | Project | Item ref | Item specification | Unit | Quantity | Unit price |  | % change
[6 empty] | 2023 | 2024 |  | Rank | adj Rnk |  | Ref | Rank | 7: 2023; 8: 2024
1 | Detached house | X.00.2.1.1.10.aa | Machine excavation for site strip and foundations in soft ground, up to 1m deep below bottom of site excavation or ground level; load and dump on site stockpile, up to 100m distance | m3 | 39 | #N/A | 0 |  |  |  | 1 | 1 |  | Detached house | X.00.2.1.1.10.aa | Machine excavation for site strip and foundations in soft ground, up to 1m deep below bottom of site excavation or ground level; load and dump on site stockpile, up to 100m distance | m3 | 39 |  | 0
2 | Detached house | X.00.2.1.1.10.ab | Machine excavation of foul and surface water drainage trenches; dispose of in spoil heap on-site (not including disposal offsite); 450mm wide; 1m deep | m | 25 | #N/A | 0 |  |  |  | 2 | 2 |  | Detached house | X.00.2.1.1.10.aa | Machine excavation for site strip and foundations in soft ground, up to 1m deep below bottom of site excavation or ground level; load and dump on site stockpile, up to 100m distance | m3 | 39 |  | 0
3 | Detached house | X.00.2.1.1.10.ac | Granular material; type B (20-40mm); supply and place; 150mm thick as sub-base; levelled and compacted | m3 | 9 | #N/A | 0 |  |  |  | 3 | 3 |  | Detached house | X.00.2.1.1.10.aa | Machine excavation for site strip and foundations in soft ground, up to 1m deep below bottom of site excavation or ground level; load and dump on site stockpile, up to 100m distance | m3 | 39 |  | 0
4 | Detached house | X.00.2.1.1.10.ad | Supply, spread and level 50mm layer of sand as blinding to sub-base | m3 | 3 | #N/A | 0 |  |  |  | 4 | 4 |  | Detached house | X.00.2.1.1.10.aa | Machine excavation for site strip and foundations in soft ground, up to 1m deep below bottom of site excavation or ground level; load and dump on site stockpile, up to 100m distance | m3 | 39 |  | 0
5 | Detached house | X.00.2.1.1.10.ae | Disposal of uncontaminated excess spoil from site, loading and transporting, distance 5km (excluding tipping fees) | m3 | 39 | #N/A | 0 |  |  |  | 5 | 5 |  | Detached house | X.00.2.1.1.10.aa | Machine excavation for site strip and foundations in soft ground, up to 1m deep below bottom of site excavation or ground level; load and dump on site stockpile, up to 100m distance | m3 | 39 |  | 0
6 | Detached house | X.00.2.1.1.20.aa | Trench fill foundations under walls in C20/25 concrete; including steel rebar reinforcement (130kg/m3), tamped surface to levels | m3 | 18 | #N/A | 0 |  |  |  | 6 | 6 |  | Detached house | X.00.2.1.1.10.aa | Machine excavation for site strip and foundations in soft ground, up to 1m deep below bottom of site excavation or ground level; load and dump on site stockpile, up to 100m distance | m3 | 39 |  | 0
7 | Detached house | X.00.2.1.1.20.ab | Ground floor slab in C25/30 concrete, including steel fabric mesh reinforcement (150kg/m3), levelled and tamped; 125mm thick | m3 | 6 | #N/A | 0 |  |  |  | 7 | 7 |  | Detached house | X.00.2.1.1.10.aa | Machine excavation for site strip and foundations in soft ground, up to 1m deep below bottom of site excavation or ground level; load and dump on site stockpile, up to 100m distance | m3 | 39 |  | 0
8 | Detached house | X.00.2.1.1.20.ac | Filling to cavity of hollow walls to ground level in C12/15 concrete; cavity not exceeding 150mm wide | m3 | 1 | #N/A | 0 |  |  |  | 8 | 8 |  | Detached house | X.00.2.1.1.10.aa | Machine excavation for site strip and foundations in soft ground, up to 1m deep below bottom of site excavation or ground level; load and dump on site stockpile, up to 100m distance | m3 | 39 |  | 0
9 | Detached house | X.00.2.1.1.20.ad | 1200 gauge polythene damp proof membrane laid on sand blinding (priced separately), lapped joints; dressed up wall and into DPC course | m2 | 69 | #N/A | 0 |  |  |  | 9 | 9 |  | Detached house | X.00.2.1.1.10.aa | Machine excavation for site strip and foundations in soft ground, up to 1m deep below bottom of site excavation or ground level; load and dump on site stockpile, up to 100m distance | m3 | 39 |  | 0
10 | Detached house | X.00.2.1.1.20.ae | Extruded polystyrene (XPS) insulation; 150mm thick laid horizontally over 300mm wide, (0.13W/m2 K) | m2 | 62 | #N/A | 0 |  |  |  | 10 | 10 |  | Detached house | X.00.2.1.1.10.aa | Machine excavation for site strip and foundations in soft ground, up to 1m deep below bottom of site excavation or ground level; load and dump on site stockpile, up to 100m distance | m3 | 39 |  | 0
11 | Detached house | X.00.2.1.1.20.af | Extruded polystyrene (XPS) insulation; 25mm thick fixed vertically not exceeding 300mm wide | m | 51 | #N/A | 0 |  |  |  | 11 | 11 |  | Detached house | X.00.2.1.1.10.aa | Machine excavation for site strip and foundations in soft ground, up to 1m deep below bottom of site excavation or ground level; load and dump on site stockpile, up to 100m distance | m3 | 39 |  | 0
12 | Detached house | X.00.2.1.1.30.aa | Foundation masonry of 100mm 7KN concrete block outer leaf; facing brickwork where exposed, 140mm 7KN concrete block inner leaf, with 100mm wide cavity; stainless steel wall ties at 5 per m2 | m2 | 16 | #N/A | 0 |  |  |  | 12 | 12 |  | Detached house | X.00.2.1.1.10.aa | Machine excavation for site strip and foundations in soft ground, up to 1m deep below bottom of site excavation or ground level; load and dump on site stockpile, up to 100m distance | m3 | 39 |  | 0
13 | Detached house | X.00.2.1.1.30.ab | Foundation walls of 100mm 7KN concrete blocks to internal partitions | m2 | 5 | #N/A | 0 |  |  |  | 13 | 13 |  | Detached house | X.00.2.1.1.10.aa | Machine excavation for site strip and foundations in soft ground, up to 1m deep below bottom of site excavation or ground level; load and dump on site stockpile, up to 100m distance | m3 | 39 |  | 0
14 | Detached house | X.00.2.1.1.30.ac | Hyload pitch polymer; 0.9mm thick; horizontal damp proof course; not exceeding 225mm wide | m2 | 8 | #N/A | 0 |  |  |  | 14 | 14 |  | Detached house | X.00.2.1.1.10.aa | Machine excavation for site strip and foundations in soft ground, up to 1m deep below bottom of site excavation or ground level; load and dump on site stockpile, up to 100m distance | m3 | 39 |  | 0
15 | Detached house | X.00.2.1.1.30.ad | Composite external wall of 100mm facing brickwork outer leaf, 140mm 4KN thermal block inner leaf, with 100mm cavity incorporating 100mm mineral wool insulation; stainless steel wall ties at 5 per m2 | m2 | 161 | #N/A | 0 |  |  |  | 15 | 15 |  | Detached house | X.00.2.1.1.10.aa | Machine excavation for site strip and foundations in soft ground, up to 1m deep below bottom of site excavation or ground level; load and dump on site stockpile, up to 100m distance | m3 | 39 |  | 0
16 | Detached house | X.00.2.1.1.30.ae | Internal partition walls of 100mm 4KN thermal blockwork | m2 | 18 | #N/A | 0 |  |  |  | 16 | 16 |  | Detached house | X.00.2.1.1.10.aa | Machine excavation for site strip and foundations in soft ground, up to 1m deep below bottom of site excavation or ground level; load and dump on site stockpile, up to 100m distance | m3 | 39 |  | 0
17 | Detached house | X.00.2.1.1.30.af | Close cavity not exceeding 100mm wide between skins of hollow wall at ends, jambs or cills of openings, Manthorpe cavity closer or similar | m | 44 | #N/A | 0 |  |  |  | 17 | 17 |  | Detached house | X.00.2.1.1.10.aa | Machine excavation for site strip and foundations in soft ground, up to 1m deep below bottom of site excavation or ground level; load and dump on site stockpile, up to 100m distance | m3 | 39 |  | 0
18 | Detached house | X.00.2.1.1.30.ag | Close cavity not exceeding 100mm wide at top of hollow wall with cement-based board bedded in gauged mortar (1:1:6) | m | 38 | #N/A | 0 |  |  |  | 18 | 18 |  | Detached house | X.00.2.1.1.10.aa | Machine excavation for site strip and foundations in soft ground, up to 1m deep below bottom of site excavation or ground level; load and dump on site stockpile, up to 100m distance | m3 | 39 |  | 0
19 | Detached house | X.00.2.1.1.30.ah | Supply and install prestressed reinforced concrete lintel, 100 x 150mm high, in outer leaf, fair-faced two adjacent sides; 1200mm long | Nr | 4 | #N/A | 0 |  |  |  | 19 | 19 |  | Detached house | X.00.2.1.1.10.aa | Machine excavation for site strip and foundations in soft ground, up to 1m deep below bottom of site excavation or ground level; load and dump on site stockpile, up to 100m distance | m3 | 39 |  | 0
20 | Detached house | X.00.2.1.1.30.ai | Supply and install prestressed reinforced concrete lintel, 100 x 150mm high, in outer leaf, fair-faced two adjacent sides; 1500mm long | Nr | 11 | #N/A | 0 |  |  |  | 20 | 20 |  | Detached house | X.00.2.1.1.10.aa | Machine excavation for site strip and foundations in soft ground, up to 1m deep below bottom of site excavation or ground level; load and dump on site stockpile, up to 100m distance | m3 | 39 |  | 0
21 | Detached house | X.00.2.1.1.30.aj | Supply and install prestressed reinforced concrete lintel, 140 x 150mm high, in inner leaf; 1200mm long | Nr | 4 | #N/A | 0 |  |  |  | 21 | 21 |  | Detached house | X.00.2.1.1.10.aa | Machine excavation for site strip and foundations in soft ground, up to 1m deep below bottom of site excavation or ground level; load and dump on site stockpile, up to 100m distance | m3 | 39 |  | 0
22 | Detached house | X.00.2.1.1.30.ak | Supply and install prestressed reinforced concrete lintel, 140 x 150mm high, in inner leaf; 1500mm long | Nr | 11 | #N/A | 0 |  |  |  | 22 | 22 |  | Detached house | X.00.2.1.1.10.aa | Machine excavation for site strip and foundations in soft ground, up to 1m deep below bottom of site excavation or ground level; load and dump on site stockpile, up to 100m distance | m3 | 39 |  | 0
23 | Detached house | X.00.2.1.1.30.am | Hyload pitch polymer DPC; forming cavity trays; over 300mm wide | m2 | 6 | #N/A | 0 |  |  |  | 23 | 23 |  | Detached house | X.00.2.1.1.10.aa | Machine excavation for site strip and foundations in soft ground, up to 1m deep below bottom of site excavation or ground level; load and dump on site stockpile, up to 100m distance | m3 | 39 |  | 0
24 | Detached house | X.00.2.1.1.40.aa | Clay tile roofing; Sandtoft or similar; alloy nailed alternate courses; 38 x 25mm tanalised softwood battens; Tyvek or similar breathable underfelt; 384 x 267mm clay pantiles; 58mm lap | m2 | 90 | #N/A | 0 |  |  |  | 24 | 24 |  | Detached house | X.00.2.1.1.10.aa | Machine excavation for site strip and foundations in soft ground, up to 1m deep below bottom of site excavation or ground level; load and dump on site stockpile, up to 100m distance | m3 | 39 |  | 0
25 | Detached house | X.00.2.1.1.40.ab | Clay tile roofing; Sandtoft or similar; 38 x 25mm tanalised softwood battens; extra for eaves with undercloak; build in proprietary ventilation units; bed and point in mortar (1:3) | m | 18 | #N/A | 0 |  |  |  | 25 | 25 |  | Detached house | X.00.2.1.1.10.aa | Machine excavation for site strip and foundations in soft ground, up to 1m deep below bottom of site excavation or ground level; load and dump on site stockpile, up to 100m distance | m3 | 39 |  | 0
26 | Detached house | X.00.2.1.1.40.ac | Clay tile roofing; Sandtoft or similar; 38 x 25mm tanalised softwood battens; extra for verge with undercloak; bed and point in mortar (1:3) | m | 18 | #N/A | 0 |  |  |  | 26 | 26 |  | Detached house | X.00.2.1.1.10.aa | Machine excavation for site strip and foundations in soft ground, up to 1m deep below bottom of site excavation or ground level; load and dump on site stockpile, up to 100m distance | m3 | 39 |  | 0
27 | Detached house | X.00.2.1.1.40.ad | Clay tile roofing; Sandtoft or similar; 38 x 25mm tanalised softwood battens; extra for half or third round ridge tiles; bedding and pointing in cement mortar (1:3); double dentil slips both sides; half or third round ridge tiles | m | 10 | #N/A | 0 |  |  |  | 27 | 27 |  | Detached house | X.00.2.1.1.10.aa | Machine excavation for site strip and foundations in soft ground, up to 1m deep below bottom of site excavation or ground level; load and dump on site stockpile, up to 100m distance | m3 | 39 |  | 0
28 | Detached house | X.00.2.1.1.40.ae | Supply and lay glass fibre insulation between and across joists at 600mm centres in roof space, 0.044W/Mk; 300mm thick | m2 | 63 | #N/A | 0 |  |  |  | 28 | 28 |  | Detached house | X.00.2.1.1.10.aa | Machine excavation for site strip and foundations in soft ground, up to 1m deep below bottom of site excavation or ground level; load and dump on site stockpile, up to 100m distance | m3 | 39 |  | 0
29 | Detached house | X.00.2.1.1.51.aa | Fink or W trusses; preservative treated and stress graded softwood; 400mm overhang at eaves; 30 degree pitch; 600mm centres; span 7.20m over wall plate; steel nail plates for connections in truss construction, all to detail | Nr | 15 | #N/A | 0 |  |  |  | 29 | 29 |  | Detached house | X.00.2.1.1.10.aa | Machine excavation for site strip and foundations in soft ground, up to 1m deep below bottom of site excavation or ground level; load and dump on site stockpile, up to 100m distance | m3 | 39 |  | 0
30 | Detached house | X.00.2.1.1.51.ab | Treated sawn softwood; grade GS; 50 x 100mm wall plates, plasterboard edge support and under restraint noggins | m | 85 | #N/A | 0 |  |  |  | 30 | 30 |  | Detached house | X.00.2.1.1.10.aa | Machine excavation for site strip and foundations in soft ground, up to 1m deep below bottom of site excavation or ground level; load and dump on site stockpile, up to 100m distance | m3 | 39 |  | 0
31 | Detached house | X.00.2.1.1.51.ac | Treated sawn softwood; grade GS; 25 x 100mm wind bracing to trusses | m | 110 | #N/A | 0 |  |  |  | 31 | 31 |  | Detached house | X.00.2.1.1.10.aa | Machine excavation for site strip and foundations in soft ground, up to 1m deep below bottom of site excavation or ground level; load and dump on site stockpile, up to 100m distance | m3 | 39 |  | 0
32 | Detached house | X.00.2.1.1.51.ad | Treated sawn softwood; grade SC3; 50 x 200mm joists at 400mm centres; doubled up under partitions as support | m | 167 | #N/A | 0 |  |  |  | 32 | 32 |  | Detached house | X.00.2.1.1.10.aa | Machine excavation for site strip and foundations in soft ground, up to 1m deep below bottom of site excavation or ground level; load and dump on site stockpile, up to 100m distance | m3 | 39 |  | 0
33 | Detached house | X.00.2.1.1.51.ae | Treated sawn softwood; grade GS; 50 x 200mm solid strutting at mid-span of joists | m | 14 | #N/A | 0 |  |  |  | 33 | 33 |  | Detached house | X.00.2.1.1.10.aa | Machine excavation for site strip and foundations in soft ground, up to 1m deep below bottom of site excavation or ground level; load and dump on site stockpile, up to 100m distance | m3 | 39 |  | 0
34 | Detached house | X.00.2.1.1.51.af | V313 moisture resistant tongued and grooved chipboard or similar boarding to floors; BS5669; 22mm thick to first floor | m2 | 60 | #N/A | 0 |  |  |  | 34 | 34 |  | Detached house | X.00.2.1.1.10.aa | Machine excavation for site strip and foundations in soft ground, up to 1m deep below bottom of site excavation or ground level; load and dump on site stockpile, up to 100m distance | m3 | 39 |  | 0
35 | Detached house | X.00.2.1.1.51.ag | Treated sawn softwood; grade GS; 50 x 100mm; studwork in partitions; horizontally every 400m and three times vertically (noggins) per floor | m | 253 | #N/A | 0 |  |  |  | 35 | 35 |  | Detached house | X.00.2.1.1.10.aa | Machine excavation for site strip and foundations in soft ground, up to 1m deep below bottom of site excavation or ground level; load and dump on site stockpile, up to 100m distance | m3 | 39 |  | 0
36 | Detached house | X.00.2.1.1.51.ah | Glass fibre insulation quilt; vertical; to void in partition walls; 100mm thick | m2 | 134 | #N/A | 0 |  |  |  | 36 | 36 |  | Detached house | X.00.2.1.1.10.aa | Machine excavation for site strip and foundations in soft ground, up to 1m deep below bottom of site excavation or ground level; load and dump on site stockpile, up to 100m distance | m3 | 39 |  | 0
37 | Detached house | X.00.2.1.1.51.ai | Framework; treated sawn softwood; to receive pipe casings; 25 x 38mm vertically; 25 x 25mm horizontally at 450mm centres; two sided; 300mm girth | m | 10 | #N/A | 0 |  |  |  | 37 | 37 |  | Detached house | X.00.2.1.1.10.aa | Machine excavation for site strip and foundations in soft ground, up to 1m deep below bottom of site excavation or ground level; load and dump on site stockpile, up to 100m distance | m3 | 39 |  | 0
38 | Detached house | X.00.2.1.1.51.aj | Far Eastern hardwood faced MR boarding ply; grade B/BB; 9mm; fixed to framework (exclude framework from price as priced separately); two sided to casings; 300mm girth | m2 | 2 | #N/A | 0 |  |  |  | 38 | 38 |  | Detached house | X.00.2.1.1.10.aa | Machine excavation for site strip and foundations in soft ground, up to 1m deep below bottom of site excavation or ground level; load and dump on site stockpile, up to 100m distance | m3 | 39 |  | 0
39 | Detached house | X.00.2.1.1.51.ak | Trim out for and install insulated loft hatch (hinged swinging down) incorporating polystyrene slab achieving U value in excess of 0.35 W/m²k; including linings; size of hatch: 550 x 700mm; situated over landing area. | Nr | 1 | #N/A | 0 |  |  |  | 39 | 39 |  | Detached house | X.00.2.1.1.10.aa | Machine excavation for site strip and foundations in soft ground, up to 1m deep below bottom of site excavation or ground level; load and dump on site stockpile, up to 100m distance | m3 | 39 |  | 0
40 | Detached house | X.00.2.1.1.51.al | PVCu fascia, bargeboard and soffit assembly; 200mm fascia/bargeboard and 200mm soffit; including batten support fixed to external wall | m | 38 | #N/A | 0 |  |  |  | 40 | 40 |  | Detached house | X.00.2.1.1.10.aa | Machine excavation for site strip and foundations in soft ground, up to 1m deep below bottom of site excavation or ground level; load and dump on site stockpile, up to 100m distance | m3 | 39 |  | 0
41 | Detached house | X.00.2.1.1.51.am | Supply and install pre-finished internal softwood door and frame in white, standard quality, 25 x 75mm softwood architrave both sides; including ironmongery (pair hinges, latch & lever handles); 826 x 2040 x 40mm; to internal door openings | Nr | 10 | #N/A | 0 |  |  |  | 41 | 41 |  | Detached house | X.00.2.1.1.10.aa | Machine excavation for site strip and foundations in soft ground, up to 1m deep below bottom of site excavation or ground level; load and dump on site stockpile, up to 100m distance | m3 | 39 |  | 0
42 | Detached house | X.00.2.1.1.51.an | Supply and install MDF white standard quality cupboards (base units) 800mm height, comprising 1Nr 1000mm sink base unit, 1Nr 1000mm corner base unit, 4Nr 600mm single base units and 1Nr 600mm base unit for oven. All cupboards to include standard quality finishings: ironmongery, white glossy surface doors and brushed steel handles | Nr | 1 | #N/A | 0 |  |  |  | 42 | 42 |  | Detached house | X.00.2.1.1.10.aa | Machine excavation for site strip and foundations in soft ground, up to 1m deep below bottom of site excavation or ground level; load and dump on site stockpile, up to 100m distance | m3 | 39 |  | 0
43 | Detached house | X.00.2.1.1.51.ao | Supply and install (wall mounted on bracket) 4Nr 600 x 800mm single MDF white cabinets including standard quality finishings: ironmongery, white glossy surface doors and brushed steel handles (total width of cabinets 2.4m) | Nr | 1 | #N/A | 0 |  |  |  | 43 | 43 |  | Detached house | X.00.2.1.1.10.aa | Machine excavation for site strip and foundations in soft ground, up to 1m deep below bottom of site excavation or ground level; load and dump on site stockpile, up to 100m distance | m3 | 39 |  | 0
44 | Detached house | X.00.2.1.1.51.ap | Supply and install new standard quality square edge 640mm wide, 38mm thick white laminate faced kitchen worktop, including cutting, jointing and sealing with mastic sealant | m | 6 | #N/A | 0 |  |  |  | 44 | 44 |  | Detached house | X.00.2.1.1.10.aa | Machine excavation for site strip and foundations in soft ground, up to 1m deep below bottom of site excavation or ground level; load and dump on site stockpile, up to 100m distance | m3 | 39 |  | 0
45 | Detached house | X.00.2.1.1.51.aq | Supply and install standard proprietary softwood pattern staircase; unfinished; straight flight; 13 riser; 2.6m total rise; balustrades in softwood; 25 x 25mm balusters housed at 100mm centres; 50 x 75mm moulded handrail; 25 x 75mm string capping: 100 x 75/100mm newels; 1000mm high raking and horizontal | Nr | 1 | #N/A | 0 |  |  |  | 45 | 45 |  | Detached house | X.00.2.1.1.10.aa | Machine excavation for site strip and foundations in soft ground, up to 1m deep below bottom of site excavation or ground level; load and dump on site stockpile, up to 100m distance | m3 | 39 |  | 0
46 | Detached house | X.00.2.1.1.51.ar | Supply and install skirtings; wrought softwood; plain square edge: 25 x 145mm or equivalent, gloss paint finish | m | 117 | #N/A | 0 |  |  |  | 46 | 46 |  | Detached house | X.00.2.1.1.10.aa | Machine excavation for site strip and foundations in soft ground, up to 1m deep below bottom of site excavation or ground level; load and dump on site stockpile, up to 100m distance | m3 | 39 |  | 0
47 | Detached house | X.00.2.1.1.51.as | Window boards; wrought softwood; nosed and tongued: 25 x 225mm | m | 8 | #N/A | 0 |  |  |  | 47 | 47 |  | Detached house | X.00.2.1.1.10.aa | Machine excavation for site strip and foundations in soft ground, up to 1m deep below bottom of site excavation or ground level; load and dump on site stockpile, up to 100m distance | m3 | 39 |  | 0
48 | Detached house | X.00.2.1.1.52.aa | Supply and install 3 sections Aluminium loft ladder 12 rungs 1302mm; including anti-slip feet & treads; max. static vertical load: 150kg; fixed to loft hatch to provide access (loft hatch priced separately (51.ak)) | Nr | 1 | #N/A | 0 |  |  |  | 48 | 48 |  | Detached house | X.00.2.1.1.10.aa | Machine excavation for site strip and foundations in soft ground, up to 1m deep below bottom of site excavation or ground level; load and dump on site stockpile, up to 100m distance | m3 | 39 |  | 0
49 | Detached house | X.00.2.1.1.52.ab | 30 x 5 x 1000mm galvanised heavy duty mild steel restraint straps; fixing to woodwork and masonry | Nr | 28 | #N/A | 0 |  |  |  | 49 | 49 |  | Detached house | X.00.2.1.1.10.aa | Machine excavation for site strip and foundations in soft ground, up to 1m deep below bottom of site excavation or ground level; load and dump on site stockpile, up to 100m distance | m3 | 39 |  | 0
50 | Detached house | X.00.2.1.1.52.ac | Galvanised steel truss clips; fixing to woodwork; to suit trussed rafter construction at plate; width: 38mm | Nr | 30 | #N/A | 0 |  |  |  | 50 | 50 |  | Detached house | X.00.2.1.1.10.aa | Machine excavation for site strip and foundations in soft ground, up to 1m deep below bottom of site excavation or ground level; load and dump on site stockpile, up to 100m distance | m3 | 39 |  | 0
51 | Detached house | X.00.2.1.1.52.ad | Galvanised steel joist hangers; build in to masonry: size: 50 x 200mm; as support to ends of floor joists | Nr | 40 | #N/A | 0 |  |  |  | 51 | 51 |  | Detached house | X.00.2.1.1.10.aa | Machine excavation for site strip and foundations in soft ground, up to 1m deep below bottom of site excavation or ground level; load and dump on site stockpile, up to 100m distance | m3 | 39 |  | 0
52 | Detached house | X.00.2.1.1.53.aa | Install new pre-finished PVCu casement triple glazed window with two 16mm argon filled cavity (4-16-4-16-4, providing 0.6W/m2 K), including frame, linings, ironmongery and the like: 1200 x 1050mm | Nr | 8 | #N/A | 0 |  |  |  | 52 | 52 |  | Detached house | X.00.2.1.1.10.aa | Machine excavation for site strip and foundations in soft ground, up to 1m deep below bottom of site excavation or ground level; load and dump on site stockpile, up to 100m distance | m3 | 39 |  | 0
53 | Detached house | X.00.2.1.1.53.ab | Install new pre-finished PVCu casement triple glazed frosted window with two 16mm argon filled cavity (4-16-4-16-4 providing 0.6W/m2 K), including frame, linings, ironmongery and the like: 1200 x 1050mm | Nr | 2 | #N/A | 0 |  |  |  | 53 | 53 |  | Detached house | X.00.2.1.1.10.aa | Machine excavation for site strip and foundations in soft ground, up to 1m deep below bottom of site excavation or ground level; load and dump on site stockpile, up to 100m distance | m3 | 39 |  | 0
54 | Detached house | X.00.2.1.1.53.ac | Install new pre-finished PVCu single external door and frame, safety double-glazed units with one argon filled cavity (5-18-5, providing 1.1/m2 K), including frame, linings, ironmongery and security (5 locking points); pointing frame externally with coloured mastic sealant; 900 x 2050 x 44mm overall size | Nr | 1 | #N/A | 0 |  |  |  | 54 | 54 |  | Detached house | X.00.2.1.1.10.aa | Machine excavation for site strip and foundations in soft ground, up to 1m deep below bottom of site excavation or ground level; load and dump on site stockpile, up to 100m distance | m3 | 39 |  | 0
55 | Detached house | X.00.2.1.1.53.ad | Install new pre-finished PVCu pair external glazed French doors and frame, safety double-glazed units with one argon filled cavity (5-18-5, providing 1.1/m2 K), including frame, linings, ironmongery and security (5 locking points); pointing frame externally with coloured mastic sealant; 1200 x 2050 x 44mm overall size | Nr | 1 | #N/A | 0 |  |  |  | 55 | 55 |  | Detached house | X.00.2.1.1.10.aa | Machine excavation for site strip and foundations in soft ground, up to 1m deep below bottom of site excavation or ground level; load and dump on site stockpile, up to 100m distance | m3 | 39 |  | 0
56 | Detached house | X.00.2.1.1.60.aa | Cement and sand (1:3); trowelled finish to floors 65mm thick, float finish; incorporating mesh reinforcement | m2 | 62 | #N/A | 0 |  |  |  | 56 | 56 |  | Detached house | X.00.2.1.1.10.aa | Machine excavation for site strip and foundations in soft ground, up to 1m deep below bottom of site excavation or ground level; load and dump on site stockpile, up to 100m distance | m3 | 39 |  | 0
57 | Detached house | X.00.2.1.1.60.ab | Cement and sand (1:3) to walls in render coats, overall 10mm thick; finish with 5mm thick coat of plaster | m2 | 186 | #N/A | 0 |  |  |  | 57 | 57 |  | Detached house | X.00.2.1.1.10.aa | Machine excavation for site strip and foundations in soft ground, up to 1m deep below bottom of site excavation or ground level; load and dump on site stockpile, up to 100m distance | m3 | 39 |  | 0
58 | Detached house | X.00.2.1.1.60.ac | Plasterboard linings to ceilings; 12.5mm wallboard to woodwork backgrounds; Thistle plaster finish; one coat for scrimming joints and filling nail holes | m2 | 123 | #N/A | 0 |  |  |  | 58 | 58 |  | Detached house | X.00.2.1.1.10.aa | Machine excavation for site strip and foundations in soft ground, up to 1m deep below bottom of site excavation or ground level; load and dump on site stockpile, up to 100m distance | m3 | 39 |  | 0
59 | Detached house | X.00.2.1.1.60.ad | Plasterboard linings to walls; 12.5mm wallboard to woodwork backgrounds; Thistle plaster finish; one coat for scrimming joints and filling nail holes | m2 | 112 | #N/A | 0 |  |  |  | 59 | 59 |  | Detached house | X.00.2.1.1.10.aa | Machine excavation for site strip and foundations in soft ground, up to 1m deep below bottom of site excavation or ground level; load and dump on site stockpile, up to 100m distance | m3 | 39 |  | 0
60 | Detached house | X.00.2.1.1.60.ae | Supply and install medium quality Polypropylene carpet; pile height 10mm and 10mm recycled PU foam underlay; 2.9 tog rating; including gripper, excluding door bars (measured separately) | m2 | 79 | #N/A | 0 |  |  |  | 60 | 60 |  | Detached house | X.00.2.1.1.10.aa | Machine excavation for site strip and foundations in soft ground, up to 1m deep below bottom of site excavation or ground level; load and dump on site stockpile, up to 100m distance | m3 | 39 |  | 0
61 | Detached house | X.00.2.1.1.60.af | Supply and install 8mm thick 'standard quality' laminate floor; oak imitation; dimensions c. width 200mm; length 1380mm. Cost to include 5mm underlay | m2 | 41 | #N/A | 0 |  |  |  | 61 | 61 |  | Detached house | X.00.2.1.1.10.aa | Machine excavation for site strip and foundations in soft ground, up to 1m deep below bottom of site excavation or ground level; load and dump on site stockpile, up to 100m distance | m3 | 39 |  | 0
62 | Detached house | X.00.2.1.1.60.ag | Paint internal wall; two coats vinyl silk emulsion paint white | m2 | 283 | #N/A | 0 |  |  |  | 62 | 62 |  | Detached house | X.00.2.1.1.10.aa | Machine excavation for site strip and foundations in soft ground, up to 1m deep below bottom of site excavation or ground level; load and dump on site stockpile, up to 100m distance | m3 | 39 |  | 0
63 | Detached house | X.00.2.1.1.60.ah | Paint skirting (height 145mm), one coat undercoat alkyd-based paint, white and one coat gloss, standard quality | m | 117 | #N/A | 0 |  |  |  | 63 | 63 |  | Detached house | X.00.2.1.1.10.aa | Machine excavation for site strip and foundations in soft ground, up to 1m deep below bottom of site excavation or ground level; load and dump on site stockpile, up to 100m distance | m3 | 39 |  | 0
64 | Detached house | X.00.2.1.1.60.ai | Paint plaster ceiling one coat primer, two coats white vinyl silk emulsion | m2 | 125 | #N/A | 0 |  |  |  | 64 | 64 |  | Detached house | X.00.2.1.1.10.aa | Machine excavation for site strip and foundations in soft ground, up to 1m deep below bottom of site excavation or ground level; load and dump on site stockpile, up to 100m distance | m3 | 39 |  | 0
65 | Detached house | X.00.2.1.1.60.aj | Glazed ceramic wall tiling 200 x 200 x 10mm white colour, fixing with adhesive | m2 | 15 | #N/A | 0 |  |  |  | 65 | 65 |  | Detached house | X.00.2.1.1.10.aa | Machine excavation for site strip and foundations in soft ground, up to 1m deep below bottom of site excavation or ground level; load and dump on site stockpile, up to 100m distance | m3 | 39 |  | 0
66 | Detached house | X.00.2.1.1.71.aa | Extend hot and cold services with 15mm polybutylene push-fit pipes, including all fixings and connections from bathroom to en-suite, 2.5m in length each (5m in total) | Nr | 1 | #N/A | 0 |  |  |  | 66 | 66 |  | Detached house | X.00.2.1.1.10.aa | Machine excavation for site strip and foundations in soft ground, up to 1m deep below bottom of site excavation or ground level; load and dump on site stockpile, up to 100m distance | m3 | 39 |  | 0
67 | Detached house | X.00.2.1.1.71.ab | Extend soil and waste pipe with 110mm diameter PVCu push-fit pipes, including all fixings and connections from bathroom to en-suite, 5m in length | Nr | 1 | #N/A | 0 |  |  |  | 67 | 67 |  | Detached house | X.00.2.1.1.10.aa | Machine excavation for site strip and foundations in soft ground, up to 1m deep below bottom of site excavation or ground level; load and dump on site stockpile, up to 100m distance | m3 | 39 |  | 0
68 | Detached house | X.00.2.1.1.71.ac | Supply and install stainless steel; top single bowl sink with drainer, 864 x 514mm (bowl: 360 x 420 x 190mm), Franke NEX211 or equivalent with Stainless steel mixer tap with a single lever; plumbing and waste drainage connections to 1.5m | Nr | 1 | #N/A | 0 |  |  |  | 68 | 68 |  | Detached house | X.00.2.1.1.10.aa | Machine excavation for site strip and foundations in soft ground, up to 1m deep below bottom of site excavation or ground level; load and dump on site stockpile, up to 100m distance | m3 | 39 |  | 0
69 | Detached house | X.00.2.1.1.71.ad | Supply and install 5mm white acrylic bath 1700 x 700mm; 540mm high with white vinyl wrapped MDF panel. Including taps and associated fittings; fixing in position including connecting to services | Nr | 1 | #N/A | 0 |  |  |  | 69 | 69 |  | Detached house | X.00.2.1.1.10.aa | Machine excavation for site strip and foundations in soft ground, up to 1m deep below bottom of site excavation or ground level; load and dump on site stockpile, up to 100m distance | m3 | 39 |  | 0
70 | Detached house | X.00.2.1.1.71.ae | Supply and install 500mm rectangular basin in white vitreous china with pedestal; standard quality; complete with mixer tap and associated fittings; fixing in position including connecting to services; not exceeding 1.5m from unit | Nr | 3 | #N/A | 0 |  |  |  | 70 | 70 |  | Detached house | X.00.2.1.1.10.aa | Machine excavation for site strip and foundations in soft ground, up to 1m deep below bottom of site excavation or ground level; load and dump on site stockpile, up to 100m distance | m3 | 39 |  | 0
71 | Detached house | X.00.2.1.1.71.af | Supply and install rectangular close coupled WC suite in white vitreous china; standard quality; complete with cistern, seat and flap and associated fittings; fixing in position including connecting to services; not exceeding 1.5m from unit | Nr | 3 | #N/A | 0 |  |  |  | 71 | 71 |  | Detached house | X.00.2.1.1.10.aa | Machine excavation for site strip and foundations in soft ground, up to 1m deep below bottom of site excavation or ground level; load and dump on site stockpile, up to 100m distance | m3 | 39 |  | 0
72 | Detached house | X.00.2.1.1.71.ag | Supply and install white 900 x 900mm acrylic shower tray, 25mm high and 6mm thick glass quadrant (door); inclusive of waste, complete with associated fittings; fixing in position including connecting to services n.e. 1.5m from unit | Nr | 1 | #N/A | 0 |  |  |  | 72 | 72 |  | Detached house | X.00.2.1.1.10.aa | Machine excavation for site strip and foundations in soft ground, up to 1m deep below bottom of site excavation or ground level; load and dump on site stockpile, up to 100m distance | m3 | 39 |  | 0
73 | Detached house | X.00.2.1.1.71.ah | Supply and install exposed thermostatic bar mixer shower in chrome specification; Hansgrohe Croma 100 Showerpipe or similar; fixing in position; connecting to services not exceeding 1.5m from unit | Nr | 1 | #N/A | 0 |  |  |  | 73 | 73 |  | Detached house | X.00.2.1.1.10.aa | Machine excavation for site strip and foundations in soft ground, up to 1m deep below bottom of site excavation or ground level; load and dump on site stockpile, up to 100m distance | m3 | 39 |  | 0
74 | Detached house | X.00.2.1.1.71.ai | Cold water plumbing pipework; surface mounted 15mm copper including associated fittings; 8Nr stop valves; insulated in roof space | m | 35 | #N/A | 0 |  |  |  | 74 | 74 |  | Detached house | X.00.2.1.1.10.aa | Machine excavation for site strip and foundations in soft ground, up to 1m deep below bottom of site excavation or ground level; load and dump on site stockpile, up to 100m distance | m3 | 39 |  | 0
75 | Detached house | X.00.2.1.1.71.aj | Hot water plumbing pipework; surface mounted 15mm copper including associated fittings; 3Nr stop valves | m | 30 | #N/A | 0 |  |  |  | 75 | 75 |  | Detached house | X.00.2.1.1.10.aa | Machine excavation for site strip and foundations in soft ground, up to 1m deep below bottom of site excavation or ground level; load and dump on site stockpile, up to 100m distance | m3 | 39 |  | 0
76 | Detached house | X.00.2.1.1.71.ak | Provision of cold water supply, 10m MDPE pipe 20mm dia; metre position to rising main position, including stop cock and non-return valve | Nr | 1 | #N/A | 0 |  |  |  | 76 | 76 |  | Detached house | X.00.2.1.1.10.aa | Machine excavation for site strip and foundations in soft ground, up to 1m deep below bottom of site excavation or ground level; load and dump on site stockpile, up to 100m distance | m3 | 39 |  | 0
77 | Detached house | X.00.2.1.1.71.al | PVCu rainwater pipes and fittings; BS 457668; pipes including shoes and offsets; fixing with standard clips to masonry backgrounds: 68mm diameter | m | 10 | #N/A | 0 |  |  |  | 77 | 77 |  | Detached house | X.00.2.1.1.10.aa | Machine excavation for site strip and foundations in soft ground, up to 1m deep below bottom of site excavation or ground level; load and dump on site stockpile, up to 100m distance | m3 | 39 |  | 0
78 | Detached house | X.00.2.1.1.71.am | PVCu rainwater gutters and fittings; BS 4576; gutters including stop ends and running outlets; fixing with standard clips to woodwork or plastic backgrounds; 112mm dia | m | 18 | #N/A | 0 |  |  |  | 78 | 78 |  | Detached house | X.00.2.1.1.10.aa | Machine excavation for site strip and foundations in soft ground, up to 1m deep below bottom of site excavation or ground level; load and dump on site stockpile, up to 100m distance | m3 | 39 |  | 0
79 | Detached house | X.00.2.1.1.72.aa | Install and commission gas-fired 32kW wall mounted fan-assisted condensing boiler, connecting to, and including, inlet/exhaust flue and pipework | Nr | 1 | #N/A | 0 |  |  |  | 79 | 79 |  | Detached house | X.00.2.1.1.10.aa | Machine excavation for site strip and foundations in soft ground, up to 1m deep below bottom of site excavation or ground level; load and dump on site stockpile, up to 100m distance | m3 | 39 |  | 0
80 | Detached house | X.00.2.1.1.72.ab | 15mm Polyethylene (PE-X) piping from boiler hot and cold services to sanitary fixtures and fittings complete with all bends, couplers, brackets etc as appropriate and including 4nr valves in total | m | 84 | #N/A | 0 |  |  |  | 80 | 80 |  | Detached house | X.00.2.1.1.10.aa | Machine excavation for site strip and foundations in soft ground, up to 1m deep below bottom of site excavation or ground level; load and dump on site stockpile, up to 100m distance | m3 | 39 |  | 0
81 | Detached house | X.00.2.1.1.72.ac | 22mm Polyethylene (PE-X) piping for flow and return to boiler | m | 18 | #N/A | 0 |  |  |  | 81 | 81 |  | Detached house | X.00.2.1.1.10.aa | Machine excavation for site strip and foundations in soft ground, up to 1m deep below bottom of site excavation or ground level; load and dump on site stockpile, up to 100m distance | m3 | 39 |  | 0
82 | Detached house | X.00.2.1.1.72.ad | Wall mounted double-panel double convector steel radiator 600 x 1200mm white; 7324Btu, 2146W output, including thermostatic valve and manual control valve; including connection to pipework | Nr | 10 | #N/A | 0 |  |  |  | 82 | 82 |  | Detached house | X.00.2.1.1.10.aa | Machine excavation for site strip and foundations in soft ground, up to 1m deep below bottom of site excavation or ground level; load and dump on site stockpile, up to 100m distance | m3 | 39 |  | 0
83 | Detached house | X.00.2.1.1.73.aa | Form a 150mm diameter aperture in 350mm external cavity wall for venting kitchen beside double door. Supply and install 150mm dia x 350mm PVCu pipe for extractor fan (Note: extractor fan priced separately) | Nr | 1 | #N/A | 0 |  |  |  | 83 | 83 |  | Detached house | X.00.2.1.1.10.aa | Machine excavation for site strip and foundations in soft ground, up to 1m deep below bottom of site excavation or ground level; load and dump on site stockpile, up to 100m distance | m3 | 39 |  | 0
84 | Detached house | X.00.2.1.1.73.ab | Form a 100mm diameter aperture in 350mm external cavity wall for venting en-suite. Supply and install 100mm dia x 350mm PVCu pipe for extractor fan (Note: extractor fan priced separately) | Nr | 3 | #N/A | 0 |  |  |  | 84 | 84 |  | Detached house | X.00.2.1.1.10.aa | Machine excavation for site strip and foundations in soft ground, up to 1m deep below bottom of site excavation or ground level; load and dump on site stockpile, up to 100m distance | m3 | 39 |  | 0
85 | Detached house | X.00.2.1.1.73.ac | Supply and install new 100mm extractor fan; (c.20Ltr/sec) connect to ducting and electrics and make good wall finishes on completion of work element | Nr | 3 | #N/A | 0 |  |  |  | 85 | 85 |  | Detached house | X.00.2.1.1.10.aa | Machine excavation for site strip and foundations in soft ground, up to 1m deep below bottom of site excavation or ground level; load and dump on site stockpile, up to 100m distance | m3 | 39 |  | 0
86 | Detached house | X.00.2.1.1.73.ad | Supply and install new 150mm extractor fan; (c.60Ltr/sec) connect to ducting and electrics and make good wall finishes on completion of work element | Nr | 1 | #N/A | 0 |  |  |  | 86 | 86 |  | Detached house | X.00.2.1.1.10.aa | Machine excavation for site strip and foundations in soft ground, up to 1m deep below bottom of site excavation or ground level; load and dump on site stockpile, up to 100m distance | m3 | 39 |  | 0
87 | Detached house | X.00.2.1.1.80.aa | Supply and install new 6W 90mm LED recessed ceiling light and switch for en-suite, creating new routes and 3m of wiring to electrics | Nr | 14 | #N/A | 0 |  |  |  | 87 | 87 |  | Detached house | X.00.2.1.1.10.aa | Machine excavation for site strip and foundations in soft ground, up to 1m deep below bottom of site excavation or ground level; load and dump on site stockpile, up to 100m distance | m3 | 39 |  | 0
88 | Detached house | X.00.2.1.1.80.ab | Supply and install new shaving socket to en-suite, creating new routes and 3m of wiring to electrics | Nr | 2 | #N/A | 0 |  |  |  | 88 | 88 |  | Detached house | X.00.2.1.1.10.aa | Machine excavation for site strip and foundations in soft ground, up to 1m deep below bottom of site excavation or ground level; load and dump on site stockpile, up to 100m distance | m3 | 39 |  | 0
89 | Detached house | X.00.2.1.1.80.ac | Supply and install standard built in electric oven (600 x 600 x 600mm) and induction hob including wires and routing to electrics | Nr | 1 | #N/A | 0 |  |  |  | 89 | 89 |  | Detached house | X.00.2.1.1.10.aa | Machine excavation for site strip and foundations in soft ground, up to 1m deep below bottom of site excavation or ground level; load and dump on site stockpile, up to 100m distance | m3 | 39 |  | 0
90 | Detached house | X.00.2.1.1.80.ad | Supply and install new smart smoke & Carbon Monoxide alarm (Nest S3000 Protect or equivalent); wire into electrics for fail-safe (assume 2m of wire required) | Nr | 2 | #N/A | 0 |  |  |  | 90 | 90 |  | Detached house | X.00.2.1.1.10.aa | Machine excavation for site strip and foundations in soft ground, up to 1m deep below bottom of site excavation or ground level; load and dump on site stockpile, up to 100m distance | m3 | 39 |  | 0
91 | Detached house | X.00.2.1.1.80.af | Supply and install double switched sockets to all rooms, hall and landing areas excluding toilet, bathroom and en-suite, creating routes and 3m of wiring in sheathing to electrics for each outlet, make good | Nr | 28 | #N/A | 0 |  |  |  | 91 | 91 |  | Detached house | X.00.2.1.1.10.aa | Machine excavation for site strip and foundations in soft ground, up to 1m deep below bottom of site excavation or ground level; load and dump on site stockpile, up to 100m distance | m3 | 39 |  | 0
92 | Detached house | X.00.2.1.1.80.ag | Supply and install consumer unit; metalclad 8-way; SPN 240V; single phase, complete with circuit breakers and RCDs | Nr | 1 | #N/A | 0 |  |  |  | 92 | 92 |  | Detached house | X.00.2.1.1.10.aa | Machine excavation for site strip and foundations in soft ground, up to 1m deep below bottom of site excavation or ground level; load and dump on site stockpile, up to 100m distance | m3 | 39 |  | 0
93 | Detached house | X.00.2.1.1.90.aa | 150mm bed and surround in pea shingle and 150mm covering of pea shingle to pipes; 110mm dia, 450mm wide (allow a total of 0.135m3 pea shingle per m) | m | 25 | #N/A | 0 |  |  |  | 93 | 93 |  | Detached house | X.00.2.1.1.10.aa | Machine excavation for site strip and foundations in soft ground, up to 1m deep below bottom of site excavation or ground level; load and dump on site stockpile, up to 100m distance | m3 | 39 |  | 0
94 | Detached house | X.00.2.1.1.90.ab | PVCu pipes; OsmaDrain or similar; 110mm dia soil waste pipework complete with accessories including connectors, bends, access doors, branches etc; fixing with standard clips | m | 25 | #N/A | 0 |  |  |  | 94 | 94 |  | Detached house | X.00.2.1.1.10.aa | Machine excavation for site strip and foundations in soft ground, up to 1m deep below bottom of site excavation or ground level; load and dump on site stockpile, up to 100m distance | m3 | 39 |  | 0
95 | Detached house | X.00.2.1.1.90.ad | PVCu inspection chambers; granular bed and surround; 110mm; 475mm diameter base, raising piece, medium duty cover and frame; 930mm deep | Nr | 2 | #N/A | 0 |  |  |  | 95 | 95 |  | Detached house | X.00.2.1.1.10.aa | Machine excavation for site strip and foundations in soft ground, up to 1m deep below bottom of site excavation or ground level; load and dump on site stockpile, up to 100m distance | m3 | 39 |  | 0
96 | Renovation of detached house | X.00.2.1.5.30.aa | Form new window opening: 1200 x 1050mm with sills in 350mm external cavity wall: cut opening, provide and build in suitable steel lintel over, cavity gutters, closing cavities, vertical damp proof courses; making good plaster work internally and extending to reveals | Nr | 1 | #N/A | 0 |  |  |  | 96 | 96 |  | Detached house | X.00.2.1.1.10.aa | Machine excavation for site strip and foundations in soft ground, up to 1m deep below bottom of site excavation or ground level; load and dump on site stockpile, up to 100m distance | m3 | 39 |  | 0
97 | Renovation of detached house | X.00.2.1.5.40.aa | Take up, remove and dispose of in skip on-site (not including disposal off-site); defective glass fibre insulation quilt between joists; 100mm thick | m2 | 63 | #N/A | 0 |  |  |  | 97 | 97 |  | Detached house | X.00.2.1.1.10.aa | Machine excavation for site strip and foundations in soft ground, up to 1m deep below bottom of site excavation or ground level; load and dump on site stockpile, up to 100m distance | m3 | 39 |  | 0
98 | Renovation of detached house | X.00.2.1.5.40.ab | Supply and lay glass fibre insulation between and across joists at 600mm centres in roof space, 0.044W/Mk; 300mm thick | m2 | 63 | #N/A | 0 |  |  |  | 98 | 98 |  | Detached house | X.00.2.1.1.10.aa | Machine excavation for site strip and foundations in soft ground, up to 1m deep below bottom of site excavation or ground level; load and dump on site stockpile, up to 100m distance | m3 | 39 |  | 0
99 | Renovation of detached house | X.00.2.1.5.51.aa | Take up, remove and dispose of in skip on-site (not including disposal offsite); internal stud wall comprising of 38 x 75mm softwood head, sole plate and vertical studs at 400mm centres with horizontal noggins at 600mm centres, clad both sides with 12.5mm wallboard. Once stud wall removed make good and extending finishing's | m2 | 14 | #N/A | 0 |  |  |  | 99 | 99 |  | Detached house | X.00.2.1.1.10.aa | Machine excavation for site strip and foundations in soft ground, up to 1m deep below bottom of site excavation or ground level; load and dump on site stockpile, up to 100m distance | m3 | 39 |  | 0
100 | Renovation of detached house | X.00.2.1.5.51.ab | Take up, remove and dispose of in skip on-site (not including disposal offsite); kitchen cupboards and worktop, incl. oven, hob and sink and taps. Kitchen comprises 1x 1000mm sink base unit with dummy drawer lines, 1000mm corner base unit, 4x 600mm single base unit with drawer lines and 1x 600mm base unit housing oven (assume 20m manual transportation) | Nr | 1 | #N/A | 0 |  |  |  | 100 | 100 |  | Detached house | X.00.2.1.1.10.aa | Machine excavation for site strip and foundations in soft ground, up to 1m deep below bottom of site excavation or ground level; load and dump on site stockpile, up to 100m distance | m3 | 39 |  | 0
101 | Renovation of detached house | X.00.2.1.5.51.ac | Take up, remove and dispose of in skip on-site (not including disposal offsite); softwood internal door and frame, 1981 x 762 x 35mm | Nr | 1 | #N/A | 0 |  |  |  | 101 | 101 |  | Detached house | X.00.2.1.1.10.aa | Machine excavation for site strip and foundations in soft ground, up to 1m deep below bottom of site excavation or ground level; load and dump on site stockpile, up to 100m distance | m3 | 39 |  | 0
102 | Renovation of detached house | X.00.2.1.5.51.ad | Timber stud partition or the like comprising 75mm studs at 400mm centres, including 75mm mineral wool between studs, both faces lined with 12.5mm plasterboard with taped joints, polythene acoustic sealant and make good and extending finishing's including skirting | m2 | 8 | #N/A | 0 |  |  |  | 102 | 102 |  | Detached house | X.00.2.1.1.10.aa | Machine excavation for site strip and foundations in soft ground, up to 1m deep below bottom of site excavation or ground level; load and dump on site stockpile, up to 100m distance | m3 | 39 |  | 0
103 | Renovation of detached house | X.00.2.1.5.51.ae | Form new door opening 2040 x 826mm in 75mm timber stud walls or the like, make good and extending finishing's | Nr | 1 | #N/A | 0 |  |  |  | 103 | 103 |  | Detached house | X.00.2.1.1.10.aa | Machine excavation for site strip and foundations in soft ground, up to 1m deep below bottom of site excavation or ground level; load and dump on site stockpile, up to 100m distance | m3 | 39 |  | 0
104 | Renovation of detached house | X.00.2.1.5.51.af | Take up, remove and dispose of in skip on-site (not including disposal offsite); softwood linen cupboard door 1981 x 690mm, enlarge opening and fit new frame and door 2040 x 826mm to bedroom 1 and make good and extending finishing's | Nr | 1 | #N/A | 0 |  |  |  | 104 | 104 |  | Detached house | X.00.2.1.1.10.aa | Machine excavation for site strip and foundations in soft ground, up to 1m deep below bottom of site excavation or ground level; load and dump on site stockpile, up to 100m distance | m3 | 39 |  | 0
105 | Renovation of detached house | X.00.2.1.5.51.ag | Take up, remove and dispose of in skip on-site (not including disposal offsite); softwood door. Supply and install new pre-finished internal softwood door and frame in white, 2040 x 826 x 40mm, standard quality, including ironmongery | Nr | 10 | #N/A | 0 |  |  |  | 105 | 105 |  | Detached house | X.00.2.1.1.10.aa | Machine excavation for site strip and foundations in soft ground, up to 1m deep below bottom of site excavation or ground level; load and dump on site stockpile, up to 100m distance | m3 | 39 |  | 0
106 | Renovation of detached house | X.00.2.1.5.51.ah | Supply and install MDF white standard quality cupboards (base units) 800mm height, comprising 1Nr 1000mm sink base unit, 1Nr 1000mm corner base unit, 4Nr 600mm single base units and 1Nr 600mm base unit for oven. All cupboards to include standard quality finishings: ironmongery, white glossy surface doors and brushed steel handles | Nr | 1 | #N/A | 0 |  |  |  | 106 | 106 |  | Detached house | X.00.2.1.1.10.aa | Machine excavation for site strip and foundations in soft ground, up to 1m deep below bottom of site excavation or ground level; load and dump on site stockpile, up to 100m distance | m3 | 39 |  | 0
107 | Renovation of detached house | X.00.2.1.5.51.ai | Supply and install (wall mounted on bracket) 4Nr 600 x 800mm single MDF white cabinets including standard quality finishings: ironmongery, white glossy surface doors and brushed steel handles (total width of cabinets 2.4m) | Nr | 1 | #N/A | 0 |  |  |  | 107 | 107 |  | Detached house | X.00.2.1.1.10.aa | Machine excavation for site strip and foundations in soft ground, up to 1m deep below bottom of site excavation or ground level; load and dump on site stockpile, up to 100m distance | m3 | 39 |  | 0
108 | Renovation of detached house | X.00.2.1.5.51.aj | Supply and install new standard quality square edge 640mm wide, 38mm thick white laminate faced kitchen worktop, including cutting, jointing and sealing with mastic sealant | m | 6 | #N/A | 0 |  |  |  | 108 | 108 |  | Detached house | X.00.2.1.1.10.aa | Machine excavation for site strip and foundations in soft ground, up to 1m deep below bottom of site excavation or ground level; load and dump on site stockpile, up to 100m distance | m3 | 39 |  | 0
109 | Renovation of detached house | X.00.2.1.5.53.aa | Take up, remove and dispose of in skip on-site (not including disposal offsite); timber casement windows in 1200mm x 1050mm with frame, linings, ironmongery and the like | Nr | 9 | #N/A | 0 |  |  |  | 109 | 109 |  | Detached house | X.00.2.1.1.10.aa | Machine excavation for site strip and foundations in soft ground, up to 1m deep below bottom of site excavation or ground level; load and dump on site stockpile, up to 100m distance | m3 | 39 |  | 0
110 | Renovation of detached house | X.00.2.1.5.53.ab | Install new pre-finished PVCu casement triple glazed window with two 16mm argon filled cavity (4-16-4-16-4, providing 0.6W/m2 K), including frame, linings, ironmongery and the like: 1200 x 1050mm | Nr | 8 | #N/A | 0 |  |  |  | 110 | 110 |  | Detached house | X.00.2.1.1.10.aa | Machine excavation for site strip and foundations in soft ground, up to 1m deep below bottom of site excavation or ground level; load and dump on site stockpile, up to 100m distance | m3 | 39 |  | 0
111 | Renovation of detached house | X.00.2.1.5.53.ac | Install new pre-finished PVCu casement triple glazed frosted window with two 16mm argon filled cavity (4-16-4-16-4 providing 0.6W/m2 K), including frame, linings, ironmongery and the like: 1200 x 1050mm | Nr | 2 | #N/A | 0 |  |  |  | 111 | 111 |  | Detached house | X.00.2.1.1.10.aa | Machine excavation for site strip and foundations in soft ground, up to 1m deep below bottom of site excavation or ground level; load and dump on site stockpile, up to 100m distance | m3 | 39 |  | 0
112 | Renovation of detached house | X.00.2.1.5.60.aa | Take up, remove and dispose of in skip on-site (not including disposal offsite); 2mm thick linoleum floor; including adhesive | m2 | 36 | #N/A | 0 |  |  |  | 112 | 112 |  | Detached house | X.00.2.1.1.10.aa | Machine excavation for site strip and foundations in soft ground, up to 1m deep below bottom of site excavation or ground level; load and dump on site stockpile, up to 100m distance | m3 | 39 |  | 0
113 | Renovation of detached house | X.00.2.1.5.60.ab | Take up, remove and dispose of in skip on-site (not including disposal offsite); 10mm thick clay wall tiles including sealants and adhesives | m2 | 15 | #N/A | 0 |  |  |  | 113 | 113 |  | Detached house | X.00.2.1.1.10.aa | Machine excavation for site strip and foundations in soft ground, up to 1m deep below bottom of site excavation or ground level; load and dump on site stockpile, up to 100m distance | m3 | 39 |  | 0
114 | Renovation of detached house | X.00.2.1.5.60.ac | Take up, remove and dispose in skip on-site (not including disposal offsite); carpet and underlay including tack strips | m2 | 83 | #N/A | 0 |  |  |  | 114 | 114 |  | Detached house | X.00.2.1.1.10.aa | Machine excavation for site strip and foundations in soft ground, up to 1m deep below bottom of site excavation or ground level; load and dump on site stockpile, up to 100m distance | m3 | 39 |  | 0
115 | Renovation of detached house | X.00.2.1.5.60.ad | Supply and install medium quality Polypropylene carpet; pile height 10mm and 10mm recycled PU foam underlay; 2.9 tog rating; including gripper, excluding door bars (measured separately) | m2 | 79 | #N/A | 0 |  |  |  | 115 | 115 |  | Detached house | X.00.2.1.1.10.aa | Machine excavation for site strip and foundations in soft ground, up to 1m deep below bottom of site excavation or ground level; load and dump on site stockpile, up to 100m distance | m3 | 39 |  | 0
116 | Renovation of detached house | X.00.2.1.5.60.ae | Supply and install 8mm thick 'standard quality' laminate floor; oak imitation; dimensions c. width 200mm; length 1380mm. Cost to include 5mm underlay | m2 | 41 | #N/A | 0 |  |  |  | 116 | 116 |  | Detached house | X.00.2.1.1.10.aa | Machine excavation for site strip and foundations in soft ground, up to 1m deep below bottom of site excavation or ground level; load and dump on site stockpile, up to 100m distance | m3 | 39 |  | 0
117 | Renovation of detached house | X.00.2.1.5.60.af | Paint internal wall; two coats vinyl silk emulsion paint white | m2 | 283 | #N/A | 0 |  |  |  | 117 | 117 |  | Detached house | X.00.2.1.1.10.aa | Machine excavation for site strip and foundations in soft ground, up to 1m deep below bottom of site excavation or ground level; load and dump on site stockpile, up to 100m distance | m3 | 39 |  | 0
118 | Renovation of detached house | X.00.2.1.5.60.ag | Paint new plaster walls internally; one coat primer, two coats vinyl silk emulsion paint, white | m2 | 5 | #N/A | 0 |  |  |  | 118 | 118 |  | Detached house | X.00.2.1.1.10.aa | Machine excavation for site strip and foundations in soft ground, up to 1m deep below bottom of site excavation or ground level; load and dump on site stockpile, up to 100m distance | m3 | 39 |  | 0
119 | Renovation of detached house | X.00.2.1.5.60.ah | Paint skirting (height 145mm), one coat undercoat alkyd-based paint, white and one coat gloss, standard quality | m | 117 | #N/A | 0 |  |  |  | 119 | 119 |  | Detached house | X.00.2.1.1.10.aa | Machine excavation for site strip and foundations in soft ground, up to 1m deep below bottom of site excavation or ground level; load and dump on site stockpile, up to 100m distance | m3 | 39 |  | 0
120 | Renovation of detached house | X.00.2.1.5.60.ai | Paint plaster ceiling one coat primer, two coats white vinyl silk emulsion | m2 | 125 | #N/A | 0 |  |  |  | 120 | 120 |  | Detached house | X.00.2.1.1.10.aa | Machine excavation for site strip and foundations in soft ground, up to 1m deep below bottom of site excavation or ground level; load and dump on site stockpile, up to 100m distance | m3 | 39 |  | 0
121 | Renovation of detached house | X.00.2.1.5.60.aj | Glazed ceramic wall tiling 200 x 200 x 10mm white colour, fixing with adhesive | m2 | 15 | #N/A | 0 |  |  |  | 121 | 121 |  | Detached house | X.00.2.1.1.10.aa | Machine excavation for site strip and foundations in soft ground, up to 1m deep below bottom of site excavation or ground level; load and dump on site stockpile, up to 100m distance | m3 | 39 |  | 0
122 | Renovation of detached house | X.00.2.1.5.71.aa | Extend hot and cold services with 15mm polybutylene push-fit pipes, including all fixings and connections from bathroom to en-suite, 2.5m in length each (5m in total) | Nr | 1 | #N/A | 0 |  |  |  | 122 | 122 |  | Detached house | X.00.2.1.1.10.aa | Machine excavation for site strip and foundations in soft ground, up to 1m deep below bottom of site excavation or ground level; load and dump on site stockpile, up to 100m distance | m3 | 39 |  | 0
123 | Renovation of detached house | X.00.2.1.5.71.ab | Extend soil and waste pipe with 110mm diameter PVCu push-fit pipes, including all fixings and connections from bathroom to en-suite, 5m in length | Nr | 1 | #N/A | 0 |  |  |  | 123 | 123 |  | Detached house | X.00.2.1.1.10.aa | Machine excavation for site strip and foundations in soft ground, up to 1m deep below bottom of site excavation or ground level; load and dump on site stockpile, up to 100m distance | m3 | 39 |  | 0
124 | Renovation of detached house | X.00.2.1.5.71.ac | Isolate water and disconnect, remove and dispose of in skip on-site (not including disposal offsite); PVCu bath 1700 x 700mm; 5mm thick | Nr | 1 | #N/A | 0 |  |  |  | 124 | 124 |  | Detached house | X.00.2.1.1.10.aa | Machine excavation for site strip and foundations in soft ground, up to 1m deep below bottom of site excavation or ground level; load and dump on site stockpile, up to 100m distance | m3 | 39 |  | 0
125 | Renovation of detached house | X.00.2.1.5.71.ad | Isolate water and disconnect, remove and dispose of in skip on-site (not including disposal offsite); WC | Nr | 2 | #N/A | 0 |  |  |  | 125 | 125 |  | Detached house | X.00.2.1.1.10.aa | Machine excavation for site strip and foundations in soft ground, up to 1m deep below bottom of site excavation or ground level; load and dump on site stockpile, up to 100m distance | m3 | 39 |  | 0
126 | Renovation of detached house | X.00.2.1.5.71.ae | Isolate water and disconnect, remove and dispose of in skip on-site (not including disposal offsite); 500mm basin | Nr | 2 | #N/A | 0 |  |  |  | 126 | 126 |  | Detached house | X.00.2.1.1.10.aa | Machine excavation for site strip and foundations in soft ground, up to 1m deep below bottom of site excavation or ground level; load and dump on site stockpile, up to 100m distance | m3 | 39 |  | 0
127 | Renovation of detached house | X.00.2.1.5.71.af | Isolate water and disconnect, remove and dispose of in skip on-site (not including disposal offsite); shower unit, incl. trap | Nr | 1 | #N/A | 0 |  |  |  | 127 | 127 |  | Detached house | X.00.2.1.1.10.aa | Machine excavation for site strip and foundations in soft ground, up to 1m deep below bottom of site excavation or ground level; load and dump on site stockpile, up to 100m distance | m3 | 39 |  | 0
128 | Renovation of detached house | X.00.2.1.5.71.ag | Supply and install 5mm white acrylic bath 1700 x 700mm; 540mm high with white vinyl wrapped MDF panel. Including taps and associated fittings; fixing in position including connecting to services | Nr | 1 | #N/A | 0 |  |  |  | 128 | 128 |  | Detached house | X.00.2.1.1.10.aa | Machine excavation for site strip and foundations in soft ground, up to 1m deep below bottom of site excavation or ground level; load and dump on site stockpile, up to 100m distance | m3 | 39 |  | 0
129 | Renovation of detached house | X.00.2.1.5.71.ah | Supply and install 500mm rectangular basin in white vitreous china with pedestal; standard quality; complete with mixer tap and associated fittings; fixing in position including connecting to services; not exceeding 1.5m from unit | Nr | 3 | #N/A | 0 |  |  |  | 129 | 129 |  | Detached house | X.00.2.1.1.10.aa | Machine excavation for site strip and foundations in soft ground, up to 1m deep below bottom of site excavation or ground level; load and dump on site stockpile, up to 100m distance | m3 | 39 |  | 0
130 | Renovation of detached house | X.00.2.1.5.71.ai | Supply and install rectangular close coupled WC suite in white vitreous china; standard quality; complete with cistern, seat and flap and associated fittings; fixing in position including connecting to services; not exceeding 1.5m from unit | Nr | 3 | #N/A | 0 |  |  |  | 130 | 130 |  | Detached house | X.00.2.1.1.10.aa | Machine excavation for site strip and foundations in soft ground, up to 1m deep below bottom of site excavation or ground level; load and dump on site stockpile, up to 100m distance | m3 | 39 |  | 0
131 | Renovation of detached house | X.00.2.1.5.71.aj | Supply and install white 900 x 900mm acrylic shower tray, 25mm high and 6mm thick glass quadrant (door); inclusive of waste, complete with associated fittings; fixing in position including connecting to services n.e. 1.5m from unit | Nr | 1 | #N/A | 0 |  |  |  | 131 | 131 |  | Detached house | X.00.2.1.1.10.aa | Machine excavation for site strip and foundations in soft ground, up to 1m deep below bottom of site excavation or ground level; load and dump on site stockpile, up to 100m distance | m3 | 39 |  | 0
132 | Renovation of detached house | X.00.2.1.5.71.ak | Supply and install exposed thermostatic bar mixer shower in chrome specification; Hansgrohe Croma 100 Showerpipe or similar; fixing in position; connecting to services not exceeding 1.5m from unit | Nr | 1 | #N/A | 0 |  |  |  | 132 | 132 |  | Detached house | X.00.2.1.1.10.aa | Machine excavation for site strip and foundations in soft ground, up to 1m deep below bottom of site excavation or ground level; load and dump on site stockpile, up to 100m distance | m3 | 39 |  | 0
133 | Renovation of detached house | X.00.2.1.5.72.aa | Isolate power and disconnect, remove and dispose of in skip on-site (not including disposal offsite); existing boiler and replace with new gas-fired, 32kW wall mounted fan-assisted condensing boiler, including draining down system as necessary and connecting to and including, inlet/exhaust flue and pipework | Nr | 1 | #N/A | 0 |  |  |  | 133 | 133 |  | Detached house | X.00.2.1.1.10.aa | Machine excavation for site strip and foundations in soft ground, up to 1m deep below bottom of site excavation or ground level; load and dump on site stockpile, up to 100m distance | m3 | 39 |  | 0
134 | Renovation of detached house | X.00.2.1.5.73.aa | Form a 150mm diameter aperture in 350mm external cavity wall for venting kitchen beside double door. Supply and install 150mm dia x 350mm PVCu pipe for extractor fan (Note: extractor fan priced separately) | Nr | 1 | #N/A | 0 |  |  |  | 134 | 134 |  | Detached house | X.00.2.1.1.10.aa | Machine excavation for site strip and foundations in soft ground, up to 1m deep below bottom of site excavation or ground level; load and dump on site stockpile, up to 100m distance | m3 | 39 |  | 0
135 | Renovation of detached house | X.00.2.1.5.73.ab | Form a 100mm diameter aperture in 350mm external cavity wall for venting en-suite. Supply and install 100mm dia x 350mm PVCu pipe for extractor fan (Note: extractor fan priced separately) | Nr | 1 | #N/A | 0 |  |  |  | 135 | 135 |  | Detached house | X.00.2.1.1.10.aa | Machine excavation for site strip and foundations in soft ground, up to 1m deep below bottom of site excavation or ground level; load and dump on site stockpile, up to 100m distance | m3 | 39 |  | 0
136 | Renovation of detached house | X.00.2.1.5.73.ac | Supply and install new 100mm extractor fan; (c.20Ltr/sec) connect to ducting and electrics and make good wall finishes on completion of work element | Nr | 3 | #N/A | 0 |  |  |  | 136 | 136 |  | Detached house | X.00.2.1.1.10.aa | Machine excavation for site strip and foundations in soft ground, up to 1m deep below bottom of site excavation or ground level; load and dump on site stockpile, up to 100m distance | m3 | 39 |  | 0
137 | Renovation of detached house | X.00.2.1.5.73.ad | Supply and install new 150mm extractor fan; (c.60Ltr/sec) connect to ducting and electrics and make good wall finishes on completion of work element | Nr | 1 | #N/A | 0 |  |  |  | 137 | 137 |  | Detached house | X.00.2.1.1.10.aa | Machine excavation for site strip and foundations in soft ground, up to 1m deep below bottom of site excavation or ground level; load and dump on site stockpile, up to 100m distance | m3 | 39 |  | 0
138 | Renovation of detached house | X.00.2.1.5.80.aa | Rewire light switch in living room (incl. former study) using existing wires and routes so they operate both lights together and making good | Nr | 2 | #N/A | 0 |  |  |  | 138 | 138 |  | Detached house | X.00.2.1.1.10.aa | Machine excavation for site strip and foundations in soft ground, up to 1m deep below bottom of site excavation or ground level; load and dump on site stockpile, up to 100m distance | m3 | 39 |  | 0
139 | Renovation of detached house | X.00.2.1.5.80.ab | Move light switch for bedroom 1 to new door location and rewire to electrics using existing wires and route and making good | Nr | 1 | #N/A | 0 |  |  |  | 139 | 139 |  | Detached house | X.00.2.1.1.10.aa | Machine excavation for site strip and foundations in soft ground, up to 1m deep below bottom of site excavation or ground level; load and dump on site stockpile, up to 100m distance | m3 | 39 |  | 0
140 | Renovation of detached house | X.00.2.1.5.80.ac | Supply and install new 6W 90mm LED recessed ceiling light and switch for en-suite, creating new routes and 3m of wiring to electrics | Nr | 1 | #N/A | 0 |  |  |  | 140 | 140 |  | Detached house | X.00.2.1.1.10.aa | Machine excavation for site strip and foundations in soft ground, up to 1m deep below bottom of site excavation or ground level; load and dump on site stockpile, up to 100m distance | m3 | 39 |  | 0
141 | Renovation of detached house | X.00.2.1.5.80.ad | Supply and install new shaving socket to en-suite, creating new routes and 3m of wiring to electrics | Nr | 1 | #N/A | 0 |  |  |  | 141 | 141 |  | Detached house | X.00.2.1.1.10.aa | Machine excavation for site strip and foundations in soft ground, up to 1m deep below bottom of site excavation or ground level; load and dump on site stockpile, up to 100m distance | m3 | 39 |  | 0
142 | Renovation of detached house | X.00.2.1.5.80.ae | Supply and install standard built in electric oven (600 x 600 x 600mm) and induction hob including wires and routing to electrics | Nr | 1 | #N/A | 0 |  |  |  | 142 | 142 |  | Detached house | X.00.2.1.1.10.aa | Machine excavation for site strip and foundations in soft ground, up to 1m deep below bottom of site excavation or ground level; load and dump on site stockpile, up to 100m distance | m3 | 39 |  | 0
143 | Renovation of detached house | X.00.2.1.5.80.af | Isolate power and disconnect, remove and dispose of in skip on-site (not including disposal offsite); light fittings from ceiling and replace with 500mm pendant; 9W E27 LED - standard shape bulb | Nr | 12 | #N/A | 0 |  |  |  | 143 | 143 |  | Detached house | X.00.2.1.1.10.aa | Machine excavation for site strip and foundations in soft ground, up to 1m deep below bottom of site excavation or ground level; load and dump on site stockpile, up to 100m distance | m3 | 39 |  | 0
144 | Renovation of detached house | X.00.2.1.5.80.ag | Supply and install new smart smoke & Carbon Monoxide alarm (Nest S3000 Protect or equivalent); wire into electrics for fail-safe (assume 2m of wire required) | Nr | 2 | #N/A | 0 |  |  |  | 144 | 144 |  | Detached house | X.00.2.1.1.10.aa | Machine excavation for site strip and foundations in soft ground, up to 1m deep below bottom of site excavation or ground level; load and dump on site stockpile, up to 100m distance | m3 | 39 |  | 0
145 | Apartment | X.00.2.1.4.10.aa | Excavating of topsoil; 210 - 300mm in depth | m3 | 170 | #N/A | 0 |  |  |  | 145 | 145 |  | Detached house | X.00.2.1.1.10.aa | Machine excavation for site strip and foundations in soft ground, up to 1m deep below bottom of site excavation or ground level; load and dump on site stockpile, up to 100m distance | m3 | 39 |  | 0
146 | Apartment | X.00.2.1.4.10.ab | Excavating; up to 2.5m in depth | m3 | 1330 | #N/A | 0 |  |  |  | 146 | 146 |  | Detached house | X.00.2.1.1.10.aa | Machine excavation for site strip and foundations in soft ground, up to 1m deep below bottom of site excavation or ground level; load and dump on site stockpile, up to 100m distance | m3 | 39 |  | 0
147 | Apartment | X.00.2.1.4.10.ac | Slope protections works (slope 3:2); 0.5mm plastic sheets | m2 | 200 | #N/A | 0 |  |  |  | 147 | 147 |  | Detached house | X.00.2.1.1.10.aa | Machine excavation for site strip and foundations in soft ground, up to 1m deep below bottom of site excavation or ground level; load and dump on site stockpile, up to 100m distance | m3 | 39 |  | 0
148 | Apartment | X.00.2.1.4.10.ad | Backfilling against walls below ground level | m3 | 280 | #N/A | 0 |  |  |  | 148 | 148 |  | Detached house | X.00.2.1.1.10.aa | Machine excavation for site strip and foundations in soft ground, up to 1m deep below bottom of site excavation or ground level; load and dump on site stockpile, up to 100m distance | m3 | 39 |  | 0
149 | Apartment | X.00.2.1.4.20.aa | Raft foundation or ground slab, reinforced concrete 300mm thick | m2 | 570 | #N/A | 0 |  |  |  | 149 | 149 |  | Detached house | X.00.2.1.1.10.aa | Machine excavation for site strip and foundations in soft ground, up to 1m deep below bottom of site excavation or ground level; load and dump on site stockpile, up to 100m distance | m3 | 39 |  | 0
150 | Apartment | X.00.2.1.4.20.ab | Staircases and landings reinforced concrete insitu. Thickness 210 - 250mm | m2 | 246 | #N/A | 0 |  |  |  | 150 | 150 |  | Detached house | X.00.2.1.1.10.aa | Machine excavation for site strip and foundations in soft ground, up to 1m deep below bottom of site excavation or ground level; load and dump on site stockpile, up to 100m distance | m3 | 39 |  | 0
151 | Apartment | X.00.2.1.4.20.ac | Floor slabs reinforced concrete 210mm deep | m2 | 3534 | #N/A | 0 |  |  |  | 151 | 151 |  | Detached house | X.00.2.1.1.10.aa | Machine excavation for site strip and foundations in soft ground, up to 1m deep below bottom of site excavation or ground level; load and dump on site stockpile, up to 100m distance | m3 | 39 |  | 0
152 | Apartment | X.00.2.1.4.20.ad | Slabs balconies reinforced concrete 210mm deep | m2 | 890 | #N/A | 0 |  |  |  | 152 | 152 |  | Detached house | X.00.2.1.1.10.aa | Machine excavation for site strip and foundations in soft ground, up to 1m deep below bottom of site excavation or ground level; load and dump on site stockpile, up to 100m distance | m3 | 39 |  | 0
153 | Apartment | X.00.2.1.4.20.ae | Insulation under slab | m2 | 572 | #N/A | 0 |  |  |  | 153 | 153 |  | Detached house | X.00.2.1.1.10.aa | Machine excavation for site strip and foundations in soft ground, up to 1m deep below bottom of site excavation or ground level; load and dump on site stockpile, up to 100m distance | m3 | 39 |  | 0
154 | Apartment | X.00.2.1.4.20.af | Roof slabs reinforced concrete 210mm, roof on 5th floor and top-floor | m2 | 895 | #N/A | 0 |  |  |  | 154 | 154 |  | Detached house | X.00.2.1.1.10.aa | Machine excavation for site strip and foundations in soft ground, up to 1m deep below bottom of site excavation or ground level; load and dump on site stockpile, up to 100m distance | m3 | 39 |  | 0
155 | Apartment | X.00.2.1.4.20.ag | Round reinforced concrete pillars, 300mm dia; reinforcement 325kg/m3 | m | 126 | #N/A | 0 |  |  |  | 155 | 155 |  | Detached house | X.00.2.1.1.10.aa | Machine excavation for site strip and foundations in soft ground, up to 1m deep below bottom of site excavation or ground level; load and dump on site stockpile, up to 100m distance | m3 | 39 |  | 0
156 | Apartment | X.00.2.1.4.20.ah | Below ground perimeter and lift pit walls in reinforced waterproof concrete 250mm thick | m2 | 346 | #N/A | 0 |  |  |  | 156 | 156 |  | Detached house | X.00.2.1.1.10.aa | Machine excavation for site strip and foundations in soft ground, up to 1m deep below bottom of site excavation or ground level; load and dump on site stockpile, up to 100m distance | m3 | 39 |  | 0
157 | Apartment | X.00.2.1.4.20.ai | Insulation below ground level on external walls | m2 | 346 | #N/A | 0 |  |  |  | 157 | 157 |  | Detached house | X.00.2.1.1.10.aa | Machine excavation for site strip and foundations in soft ground, up to 1m deep below bottom of site excavation or ground level; load and dump on site stockpile, up to 100m distance | m3 | 39 |  | 0
158 | Apartment | X.00.2.1.4.20.aj | Reinforced concrete exterior wall 250mm thick | m2 | 1463 | #N/A | 0 |  |  |  | 158 | 158 |  | Detached house | X.00.2.1.1.10.aa | Machine excavation for site strip and foundations in soft ground, up to 1m deep below bottom of site excavation or ground level; load and dump on site stockpile, up to 100m distance | m3 | 39 |  | 0
159 | Apartment | X.00.2.1.4.20.ak | Reinforced concrete interior walls 180mm thick | m2 | 653 | #N/A | 0 |  |  |  | 159 | 159 |  | Detached house | X.00.2.1.1.10.aa | Machine excavation for site strip and foundations in soft ground, up to 1m deep below bottom of site excavation or ground level; load and dump on site stockpile, up to 100m distance | m3 | 39 |  | 0
160 | Apartment | X.00.2.1.4.30.aa | Silico-calcareous brickwork, 150mm thick, non load bearing, for separations in the basement, bricks c. 250 x 140mm, (for replacements: unplastered masonry with smooth surface not needing any other coating or treatment, typically Heidelberger Kalksandstein sand lime brick. Industrial face quality, for basement use) | m2 | 222 | #N/A | 0 |  |  |  | 160 | 160 |  | Detached house | X.00.2.1.1.10.aa | Machine excavation for site strip and foundations in soft ground, up to 1m deep below bottom of site excavation or ground level; load and dump on site stockpile, up to 100m distance | m3 | 39 |  | 0
161 | Apartment | X.00.2.1.4.30.ab | Sound insulating double brick wall between apartments, brick 125mm non-load bearing, 75mm insulation, brick 150mm, load bearing. (Typically baked clay 300 x 190mm) | m2 | 718 | #N/A | 0 |  |  |  | 161 | 161 |  | Detached house | X.00.2.1.1.10.aa | Machine excavation for site strip and foundations in soft ground, up to 1m deep below bottom of site excavation or ground level; load and dump on site stockpile, up to 100m distance | m3 | 39 |  | 0
162 | Apartment | X.00.2.1.4.30.ac | Brickwork, thickness 150mm, load bearing, ground floor and upper floors, (Typically baked clay 300 x 190mm) | m2 | 823 | #N/A | 0 |  |  |  | 162 | 162 |  | Detached house | X.00.2.1.1.10.aa | Machine excavation for site strip and foundations in soft ground, up to 1m deep below bottom of site excavation or ground level; load and dump on site stockpile, up to 100m distance | m3 | 39 |  | 0
163 | Apartment | X.00.2.1.4.30.ad | Partition walls, 80 and 60mm smooth blockwork for painting | m2 | 895 | #N/A | 0 |  |  |  | 163 | 163 |  | Detached house | X.00.2.1.1.10.aa | Machine excavation for site strip and foundations in soft ground, up to 1m deep below bottom of site excavation or ground level; load and dump on site stockpile, up to 100m distance | m3 | 39 |  | 0
164 | Apartment | X.00.2.1.4.30.ae | Steel frame partition walls incl. plasterboard & insulation | m2 | 929 | #N/A | 0 |  |  |  | 164 | 164 |  | Detached house | X.00.2.1.1.10.aa | Machine excavation for site strip and foundations in soft ground, up to 1m deep below bottom of site excavation or ground level; load and dump on site stockpile, up to 100m distance | m3 | 39 |  | 0
165 | Apartment | X.00.2.1.4.40.aa | Roof covering, 40mm screed, ballast, bitumen sheet | m2 | 895 | #N/A | 0 |  |  |  | 165 | 165 |  | Detached house | X.00.2.1.1.10.aa | Machine excavation for site strip and foundations in soft ground, up to 1m deep below bottom of site excavation or ground level; load and dump on site stockpile, up to 100m distance | m3 | 39 |  | 0
166 | Apartment | X.00.2.1.4.40.ab | Dome roof window incorporating roof hatch; electrically operated 24V | Nr | 2 | #N/A | 0 |  |  |  | 166 | 166 |  | Detached house | X.00.2.1.1.10.aa | Machine excavation for site strip and foundations in soft ground, up to 1m deep below bottom of site excavation or ground level; load and dump on site stockpile, up to 100m distance | m3 | 39 |  | 0
167 | Apartment | X.00.2.1.4.51.aa | Landing door and frame, softwood, painted, incl. locks and ironmongery | m2 | 78 | #N/A | 0 |  |  |  | 167 | 167 |  | Detached house | X.00.2.1.1.10.aa | Machine excavation for site strip and foundations in soft ground, up to 1m deep below bottom of site excavation or ground level; load and dump on site stockpile, up to 100m distance | m3 | 39 |  | 0
168 | Apartment | X.00.2.1.4.51.ab | Louvered partition walls for cellars | m2 | 345 | #N/A | 0 |  |  |  | 168 | 168 |  | Detached house | X.00.2.1.1.10.aa | Machine excavation for site strip and foundations in soft ground, up to 1m deep below bottom of site excavation or ground level; load and dump on site stockpile, up to 100m distance | m3 | 39 |  | 0
169 | Apartment | X.00.2.1.4.51.ac | Passage door and frame, incl mortice lock and ironmongery | m2 | 337.68 | #N/A | 0 |  |  |  | 169 | 169 |  | Detached house | X.00.2.1.1.10.aa | Machine excavation for site strip and foundations in soft ground, up to 1m deep below bottom of site excavation or ground level; load and dump on site stockpile, up to 100m distance | m3 | 39 |  | 0
170 | Apartment | X.00.2.1.4.51.ad | Standard fitted wardrobes, laminated MDF 18mm thick, 2.4m high, 4m wide | Nr | 39 | #N/A | 0 |  |  |  | 170 | 170 |  | Detached house | X.00.2.1.1.10.aa | Machine excavation for site strip and foundations in soft ground, up to 1m deep below bottom of site excavation or ground level; load and dump on site stockpile, up to 100m distance | m3 | 39 |  | 0
171 | Apartment | X.00.2.1.4.51.ae | Kitchen; basic equipment; 1 sink set into a worktop on a floor mounted double cupboard (delivery, assembly and all connections) | Nr | 39 | #N/A | 0 |  |  |  | 171 | 171 |  | Detached house | X.00.2.1.1.10.aa | Machine excavation for site strip and foundations in soft ground, up to 1m deep below bottom of site excavation or ground level; load and dump on site stockpile, up to 100m distance | m3 | 39 |  | 0
172 | Apartment | X.00.2.1.4.52.aa | External metalwork to roof fittings, gutters, downpipes | m2 | 887 | #N/A | 0 |  |  |  | 172 | 172 |  | Detached house | X.00.2.1.1.10.aa | Machine excavation for site strip and foundations in soft ground, up to 1m deep below bottom of site excavation or ground level; load and dump on site stockpile, up to 100m distance | m3 | 39 |  | 0
173 | Apartment | X.00.2.1.4.52.ab | External balcony railings, 1m high; standard quality | m | 410 | #N/A | 0 |  |  |  | 173 | 173 |  | Detached house | X.00.2.1.1.10.aa | Machine excavation for site strip and foundations in soft ground, up to 1m deep below bottom of site excavation or ground level; load and dump on site stockpile, up to 100m distance | m3 | 39 |  | 0
174 | Apartment | X.00.2.1.4.52.ac | Staircase 33mm tubular handrail installed against walls | m | 63 | #N/A | 0 |  |  |  | 174 | 174 |  | Detached house | X.00.2.1.1.10.aa | Machine excavation for site strip and foundations in soft ground, up to 1m deep below bottom of site excavation or ground level; load and dump on site stockpile, up to 100m distance | m3 | 39 |  | 0
175 | Apartment | X.00.2.1.4.52.ad | Safety cylinders, with master-key for doors & letterboxes | Nr | 123 | #N/A | 0 |  |  |  | 175 | 175 |  | Detached house | X.00.2.1.1.10.aa | Machine excavation for site strip and foundations in soft ground, up to 1m deep below bottom of site excavation or ground level; load and dump on site stockpile, up to 100m distance | m3 | 39 |  | 0
176 | Apartment | X.00.2.1.4.52.ae | Multi-purpose unit including 20 letter box compartments | Nr | 2 | #N/A | 0 |  |  |  | 176 | 176 |  | Detached house | X.00.2.1.1.10.aa | Machine excavation for site strip and foundations in soft ground, up to 1m deep below bottom of site excavation or ground level; load and dump on site stockpile, up to 100m distance | m3 | 39 |  | 0
177 | Apartment | X.00.2.1.4.52.af | Glass canopy | m2 | 18 | #N/A | 0 |  |  |  | 177 | 177 |  | Detached house | X.00.2.1.1.10.aa | Machine excavation for site strip and foundations in soft ground, up to 1m deep below bottom of site excavation or ground level; load and dump on site stockpile, up to 100m distance | m3 | 39 |  | 0
178 | Apartment | X.00.2.1.4.52.ag | Installation of lightning conductor | m2 | 887 | #N/A | 0 |  |  |  | 178 | 178 |  | Detached house | X.00.2.1.1.10.aa | Machine excavation for site strip and foundations in soft ground, up to 1m deep below bottom of site excavation or ground level; load and dump on site stockpile, up to 100m distance | m3 | 39 |  | 0
179 | Apartment | X.00.2.1.4.53.aa | Supply and install pre-finished powder-coated aluminium windows; 18mm argon filled cavity (5-18-5) providing 1.1W/m2 K; including linings and the like | m2 | 1076 | #N/A | 0 |  |  |  | 179 | 179 |  | Detached house | X.00.2.1.1.10.aa | Machine excavation for site strip and foundations in soft ground, up to 1m deep below bottom of site excavation or ground level; load and dump on site stockpile, up to 100m distance | m3 | 39 |  | 0
180 | Apartment | X.00.2.1.4.53.ab | PVCu main entrance door, glazed, all ironmongery | m2 | 7 | #N/A | 0 |  |  |  | 180 | 180 |  | Detached house | X.00.2.1.1.10.aa | Machine excavation for site strip and foundations in soft ground, up to 1m deep below bottom of site excavation or ground level; load and dump on site stockpile, up to 100m distance | m3 | 39 |  | 0
181 | Apartment | X.00.2.1.4.54.aa | External venetian blind systems with manual winder; system consists of a zinc plated steel headrail, extruded aluminium bottom rail and stove enamelled aluminium slats with extruded aluminium side guides. Astralux 8000 system or equivalent | m2 | 1038 | #N/A | 0 |  |  |  | 181 | 181 |  | Detached house | X.00.2.1.1.10.aa | Machine excavation for site strip and foundations in soft ground, up to 1m deep below bottom of site excavation or ground level; load and dump on site stockpile, up to 100m distance | m3 | 39 |  | 0
182 | Apartment | X.00.2.1.4.60.aa | External 140mm wall insulation, rough cast render finish | m2 | 1463 | #N/A | 0 |  |  |  | 182 | 182 |  | Detached house | X.00.2.1.1.10.aa | Machine excavation for site strip and foundations in soft ground, up to 1m deep below bottom of site excavation or ground level; load and dump on site stockpile, up to 100m distance | m3 | 39 |  | 0
183 | Apartment | X.00.2.1.4.60.ab | Floating screed, insulation, vapour barrier | m2 | 3291 | #N/A | 0 |  |  |  | 183 | 183 |  | Detached house | X.00.2.1.1.10.aa | Machine excavation for site strip and foundations in soft ground, up to 1m deep below bottom of site excavation or ground level; load and dump on site stockpile, up to 100m distance | m3 | 39 |  | 0
184 | Apartment | X.00.2.1.4.60.ac | Floor ceramic tiling 300mm x 300mm and skirting tiles; average quality | m2 | 1757 | #N/A | 0 |  |  |  | 184 | 184 |  | Detached house | X.00.2.1.1.10.aa | Machine excavation for site strip and foundations in soft ground, up to 1m deep below bottom of site excavation or ground level; load and dump on site stockpile, up to 100m distance | m3 | 39 |  | 0
185 | Apartment | X.00.2.1.4.60.ad | 15mm engineered oak floor; board dimensions 180 x 2200mm; 15mm engineered oak; solid 4mm wear layer with hardwood multi-ply core; tongue and grooved | m2 | 3015 | #N/A | 0 |  |  |  | 185 | 185 |  | Detached house | X.00.2.1.1.10.aa | Machine excavation for site strip and foundations in soft ground, up to 1m deep below bottom of site excavation or ground level; load and dump on site stockpile, up to 100m distance | m3 | 39 |  | 0
186 | Apartment | X.00.2.1.4.60.ae | Gypsum plaster to walls, rough cast, 2 coats, 10mm and 5mm | m2 | 5790 | #N/A | 0 |  |  |  | 186 | 186 |  | Detached house | X.00.2.1.1.10.aa | Machine excavation for site strip and foundations in soft ground, up to 1m deep below bottom of site excavation or ground level; load and dump on site stockpile, up to 100m distance | m3 | 39 |  | 0
187 | Apartment | X.00.2.1.4.60.af | Ceramics covering of the walls | m2 | 1424 | #N/A | 0 |  |  |  | 187 | 187 |  | Detached house | X.00.2.1.1.10.aa | Machine excavation for site strip and foundations in soft ground, up to 1m deep below bottom of site excavation or ground level; load and dump on site stockpile, up to 100m distance | m3 | 39 |  | 0
188 | Apartment | X.00.2.1.4.60.ag | Paint internal wall; two coats vinyl silk emulsion paint white | m2 | 4151 | #N/A | 0 |  |  |  | 188 | 188 |  | Detached house | X.00.2.1.1.10.aa | Machine excavation for site strip and foundations in soft ground, up to 1m deep below bottom of site excavation or ground level; load and dump on site stockpile, up to 100m distance | m3 | 39 |  | 0
189 | Apartment | X.00.2.1.4.60.ah | Gypsum plaster to concrete ceilings, 6mm | m2 | 2991 | #N/A | 0 |  |  |  | 189 | 189 |  | Detached house | X.00.2.1.1.10.aa | Machine excavation for site strip and foundations in soft ground, up to 1m deep below bottom of site excavation or ground level; load and dump on site stockpile, up to 100m distance | m3 | 39 |  | 0
190 | Apartment | X.00.2.1.4.60.ai | Paint plaster ceiling one coat primer, two coats white vinyl silk emulsion | m2 | 3766 | #N/A | 0 |  |  |  | 190 | 190 |  | Detached house | X.00.2.1.1.10.aa | Machine excavation for site strip and foundations in soft ground, up to 1m deep below bottom of site excavation or ground level; load and dump on site stockpile, up to 100m distance | m3 | 39 |  | 0
191 | Apartment | X.00.2.1.4.71.aa | Hot & cold water and sewage connections to communal system; if not included in each equipment price, distribution columns inside the house; common assumption: 7 columns | Nr | 1 | #N/A | 0 |  |  |  | 191 | 191 |  | Detached house | X.00.2.1.1.10.aa | Machine excavation for site strip and foundations in soft ground, up to 1m deep below bottom of site excavation or ground level; load and dump on site stockpile, up to 100m distance | m3 | 39 |  | 0
192 | Apartment | X.00.2.1.4.71.ab | Vitreous clay WC and cistern including connections and fittings | Nr | 78 | #N/A | 0 |  |  |  | 192 | 192 |  | Detached house | X.00.2.1.1.10.aa | Machine excavation for site strip and foundations in soft ground, up to 1m deep below bottom of site excavation or ground level; load and dump on site stockpile, up to 100m distance | m3 | 39 |  | 0
193 | Apartment | X.00.2.1.4.71.ac | Vitreous clay wash basin, mixer tap, incl. connections and fittings | Nr | 117 | #N/A | 0 |  |  |  | 193 | 193 |  | Detached house | X.00.2.1.1.10.aa | Machine excavation for site strip and foundations in soft ground, up to 1m deep below bottom of site excavation or ground level; load and dump on site stockpile, up to 100m distance | m3 | 39 |  | 0
194 | Apartment | X.00.2.1.4.71.ad | Vitreous clay shower tray 900 x 900mm, mixer tap, incl. connections and fittings | Nr | 39 | #N/A | 0 |  |  |  | 194 | 194 |  | Detached house | X.00.2.1.1.10.aa | Machine excavation for site strip and foundations in soft ground, up to 1m deep below bottom of site excavation or ground level; load and dump on site stockpile, up to 100m distance | m3 | 39 |  | 0
195 | Apartment | X.00.2.1.4.71.ae | Bath, mixer tap, incl. connections and fittings | Nr | 39 | #N/A | 0 |  |  |  | 195 | 195 |  | Detached house | X.00.2.1.1.10.aa | Machine excavation for site strip and foundations in soft ground, up to 1m deep below bottom of site excavation or ground level; load and dump on site stockpile, up to 100m distance | m3 | 39 |  | 0
196 | Apartment | X.00.2.1.4.72.aa | 120kW gas boiler, flue, 2500l water storage, all fittings | Nr | 1 | #N/A | 0 |  |  |  | 196 | 196 |  | Detached house | X.00.2.1.1.10.aa | Machine excavation for site strip and foundations in soft ground, up to 1m deep below bottom of site excavation or ground level; load and dump on site stockpile, up to 100m distance | m3 | 39 |  | 0
197 | Apartment | X.00.2.1.4.72.ab | Underfloor heating 15mm flexible tube, 4m per 1m2 | m2 | 3811 | #N/A | 0 |  |  |  | 197 | 197 |  | Detached house | X.00.2.1.1.10.aa | Machine excavation for site strip and foundations in soft ground, up to 1m deep below bottom of site excavation or ground level; load and dump on site stockpile, up to 100m distance | m3 | 39 |  | 0
198 | Apartment | X.00.2.1.4.73.aa | Wall mounted extractor fan (130 m3/hr) in each sanitary room | Nr | 117 | #N/A | 0 |  |  |  | 198 | 198 |  | Detached house | X.00.2.1.1.10.aa | Machine excavation for site strip and foundations in soft ground, up to 1m deep below bottom of site excavation or ground level; load and dump on site stockpile, up to 100m distance | m3 | 39 |  | 0
199 | Apartment | X.00.2.1.4.73.ab | Kitchen ventilation hood; wall mounted single duct ventilation system (600 m3/hr) | Nr | 39 | #N/A | 0 |  |  |  | 199 | 199 |  | Detached house | X.00.2.1.1.10.aa | Machine excavation for site strip and foundations in soft ground, up to 1m deep below bottom of site excavation or ground level; load and dump on site stockpile, up to 100m distance | m3 | 39 |  | 0
200 | Apartment | X.00.2.1.4.74.aa | Electric lift 630kg/8 persons serving all floors | Nr | 2 | #N/A | 0 |  |  |  | 200 | 200 |  | Detached house | X.00.2.1.1.10.aa | Machine excavation for site strip and foundations in soft ground, up to 1m deep below bottom of site excavation or ground level; load and dump on site stockpile, up to 100m distance | m3 | 39 |  | 0
201 | Apartment | X.00.2.1.4.81.aa | Electrical mains connection of the house to the supplier | Nr | 1 | #N/A | 0 |  |  |  | 201 | 201 |  | Detached house | X.00.2.1.1.10.aa | Machine excavation for site strip and foundations in soft ground, up to 1m deep below bottom of site excavation or ground level; load and dump on site stockpile, up to 100m distance | m3 | 39 |  | 0
202 | Apartment | X.00.2.1.4.81.ab | Power and lighting to entrance hall in the apartment | Nr | 39 | #N/A | 0 |  |  |  | 202 | 202 |  | Detached house | X.00.2.1.1.10.aa | Machine excavation for site strip and foundations in soft ground, up to 1m deep below bottom of site excavation or ground level; load and dump on site stockpile, up to 100m distance | m3 | 39 |  | 0
203 | Apartment | X.00.2.1.4.81.ac | Power and lighting to living, dining room, kitchen | Nr | 39 | #N/A | 0 |  |  |  | 203 | 203 |  | Detached house | X.00.2.1.1.10.aa | Machine excavation for site strip and foundations in soft ground, up to 1m deep below bottom of site excavation or ground level; load and dump on site stockpile, up to 100m distance | m3 | 39 |  | 0
204 | Apartment | X.00.2.1.4.81.ad | Kitchen equipment power to appliances and cooker | Nr | 39 | #N/A | 0 |  |  |  | 204 | 204 |  | Detached house | X.00.2.1.1.10.aa | Machine excavation for site strip and foundations in soft ground, up to 1m deep below bottom of site excavation or ground level; load and dump on site stockpile, up to 100m distance | m3 | 39 |  | 0
205 | Apartment | X.00.2.1.4.81.ae | Power and lighting to toilet, bath, shower rooms | Nr | 117 | #N/A | 0 |  |  |  | 205 | 205 |  | Detached house | X.00.2.1.1.10.aa | Machine excavation for site strip and foundations in soft ground, up to 1m deep below bottom of site excavation or ground level; load and dump on site stockpile, up to 100m distance | m3 | 39 |  | 0
206 | Apartment | X.00.2.1.4.81.af | Power and lighting to bedrooms | Nr | 120 | #N/A | 0 |  |  |  | 206 | 206 |  | Detached house | X.00.2.1.1.10.aa | Machine excavation for site strip and foundations in soft ground, up to 1m deep below bottom of site excavation or ground level; load and dump on site stockpile, up to 100m distance | m3 | 39 |  | 0
207 | Apartment | X.00.2.1.4.81.ag | Power and lighting to terrace-balcony | Nr | 39 | #N/A | 0 |  |  |  | 207 | 207 |  | Detached house | X.00.2.1.1.10.aa | Machine excavation for site strip and foundations in soft ground, up to 1m deep below bottom of site excavation or ground level; load and dump on site stockpile, up to 100m distance | m3 | 39 |  | 0
208 | Apartment | X.00.2.1.4.81.ah | Light points and 230V sockets in stairwell, entrance, service quarters, laundry, cellar and basement | Nr | 1 | #N/A | 0 |  |  |  | 208 | 208 |  | Detached house | X.00.2.1.1.10.aa | Machine excavation for site strip and foundations in soft ground, up to 1m deep below bottom of site excavation or ground level; load and dump on site stockpile, up to 100m distance | m3 | 39 |  | 0
209 | Apartment | X.00.2.1.4.82.aa | Telecommunication cabinet, network, TV & Telephone outlets | Nr | 1 | #N/A | 0 |  |  |  | 209 | 209 |  | Detached house | X.00.2.1.1.10.aa | Machine excavation for site strip and foundations in soft ground, up to 1m deep below bottom of site excavation or ground level; load and dump on site stockpile, up to 100m distance | m3 | 39 |  | 0
210 | Apartment | X.00.2.1.4.82.ab | Intercom with video at the 2 entrances connected to the 39 apartments | Nr | 1 | #N/A | 0 |  |  |  | 210 | 210 |  | Detached house | X.00.2.1.1.10.aa | Machine excavation for site strip and foundations in soft ground, up to 1m deep below bottom of site excavation or ground level; load and dump on site stockpile, up to 100m distance | m3 | 39 |  | 0
211 | Apartment | X.00.2.1.4.90.aa | Excavation to drainage trenches; theoretical volume; loose ground, with 25% breaking up | m3 | 250 | #N/A | 0 |  |  |  | 211 | 211 |  | Detached house | X.00.2.1.1.10.aa | Machine excavation for site strip and foundations in soft ground, up to 1m deep below bottom of site excavation or ground level; load and dump on site stockpile, up to 100m distance | m3 | 39 |  | 0
212 | Apartment | X.00.2.1.4.90.ab | Disposal of uncontaminated excess spoil from site, loading and transporting, distance 5km (excluding tipping fees) | m3 | 250 | #N/A | 0 |  |  |  | 212 | 212 |  | Detached house | X.00.2.1.1.10.aa | Machine excavation for site strip and foundations in soft ground, up to 1m deep below bottom of site excavation or ground level; load and dump on site stockpile, up to 100m distance | m3 | 39 |  | 0
213 | Apartment | X.00.2.1.4.90.ac | Backfilling trenches | m3 | 230 | #N/A | 0 |  |  |  | 213 | 213 |  | Detached house | X.00.2.1.1.10.aa | Machine excavation for site strip and foundations in soft ground, up to 1m deep below bottom of site excavation or ground level; load and dump on site stockpile, up to 100m distance | m3 | 39 |  | 0
214 | Apartment | X.00.2.1.4.90.ad | Drainage PVCu pipes, beds and coverings | m | 250 | #N/A | 0 |  |  |  | 214 | 214 |  | Detached house | X.00.2.1.1.10.aa | Machine excavation for site strip and foundations in soft ground, up to 1m deep below bottom of site excavation or ground level; load and dump on site stockpile, up to 100m distance | m3 | 39 |  | 0
215 | Light industrial building | X.00.2.2.1.10.aa | Excavation from hardcore level in soft ground; depth not exceeding 2.0m | m3 | 118 | #N/A | 0 |  |  |  | 215 | 215 |  | Detached house | X.00.2.1.1.10.aa | Machine excavation for site strip and foundations in soft ground, up to 1m deep below bottom of site excavation or ground level; load and dump on site stockpile, up to 100m distance | m3 | 39 |  | 0
216 | Light industrial building | X.00.2.2.1.10.ab | Additional payment for transport of excess spoil to tip 5km away. Not including tip charges | m3 | 118 | #N/A | 0 |  |  |  | 216 | 216 |  | Detached house | X.00.2.1.1.10.aa | Machine excavation for site strip and foundations in soft ground, up to 1m deep below bottom of site excavation or ground level; load and dump on site stockpile, up to 100m distance | m3 | 39 |  | 0
217 | Light industrial building | X.00.2.2.1.10.ac | Filling; type B; 20/40mm single size aggregate; granular material, 225mm thick including compacting | m3 | 334 | #N/A | 0 |  |  |  | 217 | 217 |  | Detached house | X.00.2.1.1.10.aa | Machine excavation for site strip and foundations in soft ground, up to 1m deep below bottom of site excavation or ground level; load and dump on site stockpile, up to 100m distance | m3 | 39 |  | 0
218 | Light industrial building | X.00.2.2.1.10.ad | Blinding filling; sand; 50mm thick | m2 | 1527 | #N/A | 0 |  |  |  | 218 | 218 |  | Detached house | X.00.2.1.1.10.aa | Machine excavation for site strip and foundations in soft ground, up to 1m deep below bottom of site excavation or ground level; load and dump on site stockpile, up to 100m distance | m3 | 39 |  | 0
219 | Light industrial building | X.00.2.2.1.20.aa | Reinforced insitu concrete, grade C32/40; beds; 250mm thick; as described | m3 | 313 | #N/A | 0 |  |  |  | 219 | 219 |  | Detached house | X.00.2.1.1.10.aa | Machine excavation for site strip and foundations in soft ground, up to 1m deep below bottom of site excavation or ground level; load and dump on site stockpile, up to 100m distance | m3 | 39 |  | 0
220 | Light industrial building | X.00.2.2.1.20.ab | Isolation joint 20mm compressible filler full depth of slab; 20 x 20mm polysulphide sealant | m | 163 | #N/A | 0 |  |  |  | 220 | 220 |  | Detached house | X.00.2.1.1.10.aa | Machine excavation for site strip and foundations in soft ground, up to 1m deep below bottom of site excavation or ground level; load and dump on site stockpile, up to 100m distance | m3 | 39 |  | 0
221 | Light industrial building | X.00.2.2.1.20.ac | Formed longitudinal joint; plastic joint strip stuck onto hardened edge before pouring second bay to form 30 x 5mm wide surface groove, sealed; 900mm long T16mm dowel bars at 300mm centres | m | 239 | #N/A | 0 |  |  |  | 221 | 221 |  | Detached house | X.00.2.1.1.10.aa | Machine excavation for site strip and foundations in soft ground, up to 1m deep below bottom of site excavation or ground level; load and dump on site stockpile, up to 100m distance | m3 | 39 |  | 0
222 | Light industrial building | X.00.2.2.1.20.ad | Formed contraction joint; 400mm long T20mm dowel bars at 300mm centres | m | 88 | #N/A | 0 |  |  |  | 222 | 222 |  | Detached house | X.00.2.1.1.10.aa | Machine excavation for site strip and foundations in soft ground, up to 1m deep below bottom of site excavation or ground level; load and dump on site stockpile, up to 100m distance | m3 | 39 |  | 0
223 | Light industrial building | X.00.2.2.1.20.ae | Powerfloating to level concrete surface leaving ready for epoxy floor | m2 | 1527 | #N/A | 0 |  |  |  | 223 | 223 |  | Detached house | X.00.2.1.1.10.aa | Machine excavation for site strip and foundations in soft ground, up to 1m deep below bottom of site excavation or ground level; load and dump on site stockpile, up to 100m distance | m3 | 39 |  | 0
224 | Light industrial building | X.00.2.2.1.20.af | Fabric reinforcement, A393 mesh, horizontal, a described | m2 | 1527 | #N/A | 0 |  |  |  | 224 | 224 |  | Detached house | X.00.2.1.1.10.aa | Machine excavation for site strip and foundations in soft ground, up to 1m deep below bottom of site excavation or ground level; load and dump on site stockpile, up to 100m distance | m3 | 39 |  | 0
225 | Light industrial building | X.00.2.2.1.20.ag | Formwork; plain finish; edges of beds; height n.e. 250mm (doors) | m | 28 | #N/A | 0 |  |  |  | 225 | 225 |  | Detached house | X.00.2.1.1.10.aa | Machine excavation for site strip and foundations in soft ground, up to 1m deep below bottom of site excavation or ground level; load and dump on site stockpile, up to 100m distance | m3 | 39 |  | 0
226 | Light industrial building | X.00.2.2.1.20.ah | Formwork; plain finish; step in surface; height n.e. 250; 700 wide x 80 deep (recess for door) | m | 22 | #N/A | 0 |  |  |  | 226 | 226 |  | Detached house | X.00.2.1.1.10.aa | Machine excavation for site strip and foundations in soft ground, up to 1m deep below bottom of site excavation or ground level; load and dump on site stockpile, up to 100m distance | m3 | 39 |  | 0
227 | Light industrial building | X.00.2.2.1.20.ai | Hyload pitch polymer; 0.9mm thick; horizontal damp proof course; exceeding 225mm wide | m2 | 1584 | #N/A | 0 |  |  |  | 227 | 227 |  | Detached house | X.00.2.1.1.10.aa | Machine excavation for site strip and foundations in soft ground, up to 1m deep below bottom of site excavation or ground level; load and dump on site stockpile, up to 100m distance | m3 | 39 |  | 0
228 | Light industrial building | X.00.2.2.1.20.aj | Extruded polystyrene (XPS) insulation; for ground bearing industrial applications; 50mm thick; horizontal; over 300mm wide | m2 | 1527 | #N/A | 0 |  |  |  | 228 | 228 |  | Detached house | X.00.2.1.1.10.aa | Machine excavation for site strip and foundations in soft ground, up to 1m deep below bottom of site excavation or ground level; load and dump on site stockpile, up to 100m distance | m3 | 39 |  | 0
229 | Light industrial building | X.00.2.2.1.20.ba | Concrete blinding; grade C12/15; foundations; n.e. 150mm thick; poured on or against earth or hardcore | m3 | 37 | #N/A | 0 |  |  |  | 229 | 229 |  | Detached house | X.00.2.1.1.10.aa | Machine excavation for site strip and foundations in soft ground, up to 1m deep below bottom of site excavation or ground level; load and dump on site stockpile, up to 100m distance | m3 | 39 |  | 0
230 | Light industrial building | X.00.2.2.1.20.bb | Reinforced insitu concrete, grade C32/40; foundations; exceeding 150mm thick; poured on or against earth or unblinded hardcore | m3 | 90 | #N/A | 0 |  |  |  | 230 | 230 |  | Detached house | X.00.2.1.1.10.aa | Machine excavation for site strip and foundations in soft ground, up to 1m deep below bottom of site excavation or ground level; load and dump on site stockpile, up to 100m distance | m3 | 39 |  | 0
231 | Light industrial building | X.00.2.2.1.20.bc | Bar reinforcement as described; straight or bent; 12 - 25mm dia | Kg | 6463 | #N/A | 0 |  |  |  | 231 | 231 |  | Detached house | X.00.2.1.1.10.aa | Machine excavation for site strip and foundations in soft ground, up to 1m deep below bottom of site excavation or ground level; load and dump on site stockpile, up to 100m distance | m3 | 39 |  | 0
232 | Light industrial building | X.00.2.2.1.20.bd | Fabric reinforcement, A393 mesh (6.16 kg/m2), horizontal, with one width mesh size laps on both ends | m2 | 64 | #N/A | 0 |  |  |  | 232 | 232 |  | Detached house | X.00.2.1.1.10.aa | Machine excavation for site strip and foundations in soft ground, up to 1m deep below bottom of site excavation or ground level; load and dump on site stockpile, up to 100m distance | m3 | 39 |  | 0
233 | Light industrial building | X.00.2.2.1.20.be | Formwork; plain finish; sides of foundations; height 250 - 500mm | m | 169 | #N/A | 0 |  |  |  | 233 | 233 |  | Detached house | X.00.2.1.1.10.aa | Machine excavation for site strip and foundations in soft ground, up to 1m deep below bottom of site excavation or ground level; load and dump on site stockpile, up to 100m distance | m3 | 39 |  | 0
234 | Light industrial building | X.00.2.2.1.20.bf | Formwork; plain finish; sides of pad foundations; height exceeding 500mm | m2 | 116 | #N/A | 0 |  |  |  | 234 | 234 |  | Detached house | X.00.2.1.1.10.aa | Machine excavation for site strip and foundations in soft ground, up to 1m deep below bottom of site excavation or ground level; load and dump on site stockpile, up to 100m distance | m3 | 39 |  | 0
235 | Light industrial building | X.00.2.2.1.20.bg | Solid concrete blocks; walls in trenches; 100mm thick | m2 | 172 | #N/A | 0 |  |  |  | 235 | 235 |  | Detached house | X.00.2.1.1.10.aa | Machine excavation for site strip and foundations in soft ground, up to 1m deep below bottom of site excavation or ground level; load and dump on site stockpile, up to 100m distance | m3 | 39 |  | 0
236 | Light industrial building | X.00.2.2.1.20.bh | Solid concrete blocks; walls in trenches; 215mm thick | m2 | 12 | #N/A | 0 |  |  |  | 236 | 236 |  | Detached house | X.00.2.1.1.10.aa | Machine excavation for site strip and foundations in soft ground, up to 1m deep below bottom of site excavation or ground level; load and dump on site stockpile, up to 100m distance | m3 | 39 |  | 0
237 | Light industrial building | X.00.2.2.1.30.aa | Precast concrete lintels; prestressed; 65 x 215 x 1300mm long | Nr | 31 | #N/A | 0 |  |  |  | 237 | 237 |  | Detached house | X.00.2.1.1.10.aa | Machine excavation for site strip and foundations in soft ground, up to 1m deep below bottom of site excavation or ground level; load and dump on site stockpile, up to 100m distance | m3 | 39 |  | 0
238 | Light industrial building | X.00.2.2.1.30.ab | Solid concrete blocks; fairfaced quality walls; 100mm thick (internal leaf) | m2 | 762 | #N/A | 0 |  |  |  | 238 | 238 |  | Detached house | X.00.2.1.1.10.aa | Machine excavation for site strip and foundations in soft ground, up to 1m deep below bottom of site excavation or ground level; load and dump on site stockpile, up to 100m distance | m3 | 39 |  | 0
239 | Light industrial building | X.00.2.2.1.30.ac | Forming cavities; stainless steel wall ties at 600mm horizontal and 450mm vertical centres; 130mm wide; between new concrete & blockwork walls | m2 | 375 | #N/A | 0 |  |  |  | 239 | 239 |  | Detached house | X.00.2.1.1.10.aa | Machine excavation for site strip and foundations in soft ground, up to 1m deep below bottom of site excavation or ground level; load and dump on site stockpile, up to 100m distance | m3 | 39 |  | 0
240 | Light industrial building | X.00.2.2.1.30.ad | Hyload pitch polymer; 0.9mm thick; 150mm laps; bedded in gauged mortar; including cavity trays; exceeding 225mm wide | m2 | 76 | #N/A | 0 |  |  |  | 240 | 240 |  | Detached house | X.00.2.1.1.10.aa | Machine excavation for site strip and foundations in soft ground, up to 1m deep below bottom of site excavation or ground level; load and dump on site stockpile, up to 100m distance | m3 | 39 |  | 0
241 | Light industrial building | X.00.2.2.1.30.ae | Wall insulation; Kingspan Kooltherm K8 cavity insulation board or equivalent; placed securely against face of inner leaf; 40mm residual cavity; 90mm thick to cavities | m2 | 301 | #N/A | 0 |  |  |  | 241 | 241 |  | Detached house | X.00.2.1.1.10.aa | Machine excavation for site strip and foundations in soft ground, up to 1m deep below bottom of site excavation or ground level; load and dump on site stockpile, up to 100m distance | m3 | 39 |  | 0
242 | Light industrial building | X.00.2.2.1.30.ba | Precast concrete lintels; prestressed; bedded and jointed in gauged mortar; propping at centre span; 1.2m centres until overlaying construction is complete; 65 x 100 x 1300mm long | Nr | 15 | #N/A | 0 |  |  |  | 242 | 242 |  | Detached house | X.00.2.1.1.10.aa | Machine excavation for site strip and foundations in soft ground, up to 1m deep below bottom of site excavation or ground level; load and dump on site stockpile, up to 100m distance | m3 | 39 |  | 0
243 | Light industrial building | X.00.2.2.1.50.aa | Carcassing; ceiling; pressure treated softwood joists; cross-section 225 x 38mm at 400mm centres | m | 256 | #N/A | 0 |  |  |  | 243 | 243 |  | Detached house | X.00.2.1.1.10.aa | Machine excavation for site strip and foundations in soft ground, up to 1m deep below bottom of site excavation or ground level; load and dump on site stockpile, up to 100m distance | m3 | 39 |  | 0
244 | Light industrial building | X.00.2.2.1.50.ab | Carcassing; ceiling; pressure treated softwood; solid bridging; cross-section 200mm x 38mm | m | 51 | #N/A | 0 |  |  |  | 244 | 244 |  | Detached house | X.00.2.1.1.10.aa | Machine excavation for site strip and foundations in soft ground, up to 1m deep below bottom of site excavation or ground level; load and dump on site stockpile, up to 100m distance | m3 | 39 |  | 0
245 | Light industrial building | X.00.2.2.1.50.ac | Carcassing; ceiling; pressure treated softwood; wall plate; cross-section 100 x 75mm; bolted to top of blockwork wall | m | 51 | #N/A | 0 |  |  |  | 245 | 245 |  | Detached house | X.00.2.1.1.10.aa | Machine excavation for site strip and foundations in soft ground, up to 1m deep below bottom of site excavation or ground level; load and dump on site stockpile, up to 100m distance | m3 | 39 |  | 0
246 | Light industrial building | X.00.2.2.1.50.ad | Plywood sheeting; 18mm thick; butt jointing; screw fixed at 300mm centres to joists | m2 | 101 | #N/A | 0 |  |  |  | 246 | 246 |  | Detached house | X.00.2.1.1.10.aa | Machine excavation for site strip and foundations in soft ground, up to 1m deep below bottom of site excavation or ground level; load and dump on site stockpile, up to 100m distance | m3 | 39 |  | 0
247 | Light industrial building | X.00.2.2.1.50.ae | Plasterboard; fixed to back of joists 325 x 12.5mm | m2 | 25 | #N/A | 0 |  |  |  | 247 | 247 |  | Detached house | X.00.2.1.1.10.aa | Machine excavation for site strip and foundations in soft ground, up to 1m deep below bottom of site excavation or ground level; load and dump on site stockpile, up to 100m distance | m3 | 39 |  | 0
248 | Light industrial building | X.00.2.2.1.50.af | Fascia board; MDF; painted to selected colour; fixed to end of joists and packers; 325 x 20mm | m2 | 59 | #N/A | 0 |  |  |  | 248 | 248 |  | Detached house | X.00.2.1.1.10.aa | Machine excavation for site strip and foundations in soft ground, up to 1m deep below bottom of site excavation or ground level; load and dump on site stockpile, up to 100m distance | m3 | 39 |  | 0
249 | Light industrial building | X.00.2.2.1.50.ag | Soffit board; MDF; painted to selected colour; fixed to end of joists and packers; 100 x 20mm | m | 29 | #N/A | 0 |  |  |  | 249 | 249 |  | Detached house | X.00.2.1.1.10.aa | Machine excavation for site strip and foundations in soft ground, up to 1m deep below bottom of site excavation or ground level; load and dump on site stockpile, up to 100m distance | m3 | 39 |  | 0
250 | Light industrial building | X.00.2.2.1.50.ah | Thermal insulation; mineral wool insulation rolls to BS EN 13162; 150mm thick; cut between joists; horizontal between joists | m2 | 101 | #N/A | 0 |  |  |  | 250 | 250 |  | Detached house | X.00.2.1.1.10.aa | Machine excavation for site strip and foundations in soft ground, up to 1m deep below bottom of site excavation or ground level; load and dump on site stockpile, up to 100m distance | m3 | 39 |  | 0
251 | Light industrial building | X.00.2.2.1.50.ai | Joist hangers; heavy duty; to suit joists sized 225 x 38mm | Nr | 128 | #N/A | 0 |  |  |  | 251 | 251 |  | Detached house | X.00.2.1.1.10.aa | Machine excavation for site strip and foundations in soft ground, up to 1m deep below bottom of site excavation or ground level; load and dump on site stockpile, up to 100m distance | m3 | 39 |  | 0
252 | Light industrial building | X.00.2.2.1.50.aj | Holding down straps; mild steel; fixed to joists and blockwork at every second joist; 20 x 2.5 x 1000mm | Nr | 64 | #N/A | 0 |  |  |  | 252 | 252 |  | Detached house | X.00.2.1.1.10.aa | Machine excavation for site strip and foundations in soft ground, up to 1m deep below bottom of site excavation or ground level; load and dump on site stockpile, up to 100m distance | m3 | 39 |  | 0
253 | Light industrial building | X.00.2.2.1.50.ba | Fabricated members; weldable steel; Grade S275; hot rolled sections BSC; beams; 533 x 210 x 92mm UB; 50 - 100kg/m | Kg | 37114 | #N/A | 0 |  |  |  | 253 | 253 |  | Detached house | X.00.2.1.1.10.aa | Machine excavation for site strip and foundations in soft ground, up to 1m deep below bottom of site excavation or ground level; load and dump on site stockpile, up to 100m distance | m3 | 39 |  | 0
254 | Light industrial building | X.00.2.2.1.50.bb | Ridge gusset; 2300 x 600mm x 6mm thick; weld to portal beam and Z10 fillet weld to plate; including protective coatings, intumescent paint & paint finish | Nr | 40 | #N/A | 0 |  |  |  | 254 | 254 |  | Detached house | X.00.2.1.1.10.aa | Machine excavation for site strip and foundations in soft ground, up to 1m deep below bottom of site excavation or ground level; load and dump on site stockpile, up to 100m distance | m3 | 39 |  | 0
255 | Light industrial building | X.00.2.2.1.50.bc | Plates; 201 x 386 x 25mm thick; 6Nr M20 holes; Z10 fillet weld to eaves beam; including protective coatings, intumescent paint & paint finish | Nr | 108 | #N/A | 0 |  |  |  | 255 | 255 |  | Detached house | X.00.2.1.1.10.aa | Machine excavation for site strip and foundations in soft ground, up to 1m deep below bottom of site excavation or ground level; load and dump on site stockpile, up to 100m distance | m3 | 39 |  | 0
256 | Light industrial building | X.00.2.2.1.50.bd | Cold rolled members; cold formed sections; hot dipped galvanised steel; grade of steel FE E 350g (Z35); zinc coated; average weight 275g/m2 giving an average coating thickness of 0.02mm to each side; purlins; 0-25kg/m; fixing to roof portal beams | Kg | 13556 | #N/A | 0 |  |  |  | 256 | 256 |  | Detached house | X.00.2.1.1.10.aa | Machine excavation for site strip and foundations in soft ground, up to 1m deep below bottom of site excavation or ground level; load and dump on site stockpile, up to 100m distance | m3 | 39 |  | 0
257 | Light industrial building | X.00.2.2.1.50.be | Cold rolled members; fittings; bolt-on double cleat KCD23B; supplied with galvanised finish | Nr | 344 | #N/A | 0 |  |  |  | 257 | 257 |  | Detached house | X.00.2.1.1.10.aa | Machine excavation for site strip and foundations in soft ground, up to 1m deep below bottom of site excavation or ground level; load and dump on site stockpile, up to 100m distance | m3 | 39 |  | 0
258 | Light industrial building | X.00.2.2.1.50.bf | Cold rolled members; fittings; Multibeam rafter stays; compatible with 230mm purlin section; length 450mm; including associated bracket fixed to rafter | Nr | 200 | #N/A | 0 |  |  |  | 258 | 258 |  | Detached house | X.00.2.1.1.10.aa | Machine excavation for site strip and foundations in soft ground, up to 1m deep below bottom of site excavation or ground level; load and dump on site stockpile, up to 100m distance | m3 | 39 |  | 0
259 | Light industrial building | X.00.2.2.1.50.bg | 16mm Rods; anti-sag quicklock ties; bridging purlins at mid span end bays only; purlin centres 1500mm | Nr | 40 | #N/A | 0 |  |  |  | 259 | 259 |  | Detached house | X.00.2.1.1.10.aa | Machine excavation for site strip and foundations in soft ground, up to 1m deep below bottom of site excavation or ground level; load and dump on site stockpile, up to 100m distance | m3 | 39 |  | 0
260 | Light industrial building | X.00.2.2.1.50.bh | Protective coatings; shot blasting and priming; prepare steel surface by blast cleaning; one coat of 2 pack epoxy zinc phosphate primer; one coat of 2 pack high build zinc phosphate epoxy primer | Kg | 63298 | #N/A | 0 |  |  |  | 260 | 260 |  | Detached house | X.00.2.1.1.10.aa | Machine excavation for site strip and foundations in soft ground, up to 1m deep below bottom of site excavation or ground level; load and dump on site stockpile, up to 100m distance | m3 | 39 |  | 0
261 | Light industrial building | X.00.2.2.1.50.bi | 2 coats of intumescent paint to steelwork to provide 1hr fire rating; compatible with primer | m2 | 1415 | #N/A | 0 |  |  |  | 261 | 261 |  | Detached house | X.00.2.1.1.10.aa | Machine excavation for site strip and foundations in soft ground, up to 1m deep below bottom of site excavation or ground level; load and dump on site stockpile, up to 100m distance | m3 | 39 |  | 0
262 | Light industrial building | X.00.2.2.1.50.bj | Finish to structural steelwork; one coat of 2 pack aliphatic polyurethane top coat; one coat of finish paint; general surfaces; girth exceeding 300mm | m2 | 1415 | #N/A | 0 |  |  |  | 262 | 262 |  | Detached house | X.00.2.1.1.10.aa | Machine excavation for site strip and foundations in soft ground, up to 1m deep below bottom of site excavation or ground level; load and dump on site stockpile, up to 100m distance | m3 | 39 |  | 0
263 | Light industrial building | X.00.2.2.1.50.bk | Stone faced concrete panels; encasing gable columns; 750 x 350 x 500mm high | Nr | 47 | #N/A | 0 |  |  |  | 263 | 263 |  | Detached house | X.00.2.1.1.10.aa | Machine excavation for site strip and foundations in soft ground, up to 1m deep below bottom of site excavation or ground level; load and dump on site stockpile, up to 100m distance | m3 | 39 |  | 0
264 | Light industrial building | X.00.2.2.1.50.ca | Fabricated members; beams, various dimensions, 25 - 50kg/m; fabricated weldable steel; Grade S275; hot rolled sections BSC | Kg | 30967 | #N/A | 0 |  |  |  | 264 | 264 |  | Detached house | X.00.2.1.1.10.aa | Machine excavation for site strip and foundations in soft ground, up to 1m deep below bottom of site excavation or ground level; load and dump on site stockpile, up to 100m distance | m3 | 39 |  | 0
265 | Light industrial building | X.00.2.2.1.50.cb | Steel base plates; 750 x 350 x 25mm thick; grade S355 with 4Nr 28mm dia holes and grouting hole | Nr | 59 | #N/A | 0 |  |  |  | 265 | 265 |  | Detached house | X.00.2.1.1.10.aa | Machine excavation for site strip and foundations in soft ground, up to 1m deep below bottom of site excavation or ground level; load and dump on site stockpile, up to 100m distance | m3 | 39 |  | 0
266 | Light industrial building | X.00.2.2.1.50.cc | L & Fin plates; L-plate: 450 x 160 x 10mm thick & Fin-plate: 143 x 153 x 10mm; 4Nr M20 holes | Nr | 40 | #N/A | 0 |  |  |  | 266 | 266 |  | Detached house | X.00.2.1.1.10.aa | Machine excavation for site strip and foundations in soft ground, up to 1m deep below bottom of site excavation or ground level; load and dump on site stockpile, up to 100m distance | m3 | 39 |  | 0
267 | Light industrial building | X.00.2.2.1.50.cd | Plates; 290 x 120 x 10mm thick; 3Nr M20 holes; Z10 fillet weld to PFC | Nr | 48 | #N/A | 0 |  |  |  | 267 | 267 |  | Detached house | X.00.2.1.1.10.aa | Machine excavation for site strip and foundations in soft ground, up to 1m deep below bottom of site excavation or ground level; load and dump on site stockpile, up to 100m distance | m3 | 39 |  | 0
268 | Light industrial building | X.00.2.2.1.50.ce | Supports; 150 x 90 x 24mm thick; PFC; Z10 fillet weld to web of beam; 430mm long | Nr | 25 | #N/A | 0 |  |  |  | 268 | 268 |  | Detached house | X.00.2.1.1.10.aa | Machine excavation for site strip and foundations in soft ground, up to 1m deep below bottom of site excavation or ground level; load and dump on site stockpile, up to 100m distance | m3 | 39 |  | 0
269 | Light industrial building | X.00.2.2.1.50.cf | Extra Over; purlins; multichannel combined blockwork restraint | m | 142 | #N/A | 0 |  |  |  | 269 | 269 |  | Detached house | X.00.2.1.1.10.aa | Machine excavation for site strip and foundations in soft ground, up to 1m deep below bottom of site excavation or ground level; load and dump on site stockpile, up to 100m distance | m3 | 39 |  | 0
270 | Light industrial building | X.00.2.2.1.50.cg | Holding down assembly comprising; 4Nr 400mm long M20 grade 8.8mm holding down bolts with 100 x 100 x 16mm thick washer plates; 4Nr tapered bolt boxes each of 40mm minimum dia; including supply of templates | Nr | 59 | #N/A | 0 |  |  |  | 270 | 270 |  | Detached house | X.00.2.1.1.10.aa | Machine excavation for site strip and foundations in soft ground, up to 1m deep below bottom of site excavation or ground level; load and dump on site stockpile, up to 100m distance | m3 | 39 |  | 0
271 | Light industrial building | X.00.2.2.1.50.ch | Grout to hold-down assembly with 4Nr nonshrink M24 bolts; bolt length 400mm | Nr | 31 | #N/A | 0 |  |  |  | 271 | 271 |  | Detached house | X.00.2.1.1.10.aa | Machine excavation for site strip and foundations in soft ground, up to 1m deep below bottom of site excavation or ground level; load and dump on site stockpile, up to 100m distance | m3 | 39 |  | 0
272 | Light industrial building | X.00.2.2.1.50.ci | Base plates with plan dimensions 500 x 250mm; grout thickness 25mm | Nr | 59 | #N/A | 0 |  |  |  | 272 | 272 |  | Detached house | X.00.2.1.1.10.aa | Machine excavation for site strip and foundations in soft ground, up to 1m deep below bottom of site excavation or ground level; load and dump on site stockpile, up to 100m distance | m3 | 39 |  | 0
273 | Light industrial building | X.00.2.2.1.50.da | Electrically operated insulated fire resistant roller shutter door; comprising interlocked galvanised steel laths; vertical opening; powder coated to RAL7038; linked to fire alarm system; including associated steel frame; 3.5m wide x 4m high; 4 hour fire protection | Nr | 6 | #N/A | 0 |  |  |  | 273 | 273 |  | Detached house | X.00.2.1.1.10.aa | Machine excavation for site strip and foundations in soft ground, up to 1m deep below bottom of site excavation or ground level; load and dump on site stockpile, up to 100m distance | m3 | 39 |  | 0
274 | Light industrial building | X.00.2.2.1.50.db | External single leaf steel door and frame set; steel doorset; comprising: insulated door panel; 150mm kickplate; FD60s; size 1 x 2.05m | Nr | 1 | #N/A | 0 |  |  |  | 274 | 274 |  | Detached house | X.00.2.1.1.10.aa | Machine excavation for site strip and foundations in soft ground, up to 1m deep below bottom of site excavation or ground level; load and dump on site stockpile, up to 100m distance | m3 | 39 |  | 0
275 | Light industrial building | X.00.2.2.1.50.dc | External single leaf steel door and frame set; steel doorset; comprising: insulated door panel; 150mm kickplate; FD60s; size 1 x 2.05m | Nr | 2 | #N/A | 0 |  |  |  | 275 | 275 |  | Detached house | X.00.2.1.1.10.aa | Machine excavation for site strip and foundations in soft ground, up to 1m deep below bottom of site excavation or ground level; load and dump on site stockpile, up to 100m distance | m3 | 39 |  | 0
276 | Light industrial building | X.00.2.2.1.50.dd | External single leaf steel door and frame set; steel doorset; comprising: insulated door panel; 150mm kickplate; FD60s; size 1 x 2.05m | Nr | 1 | #N/A | 0 |  |  |  | 276 | 276 |  | Detached house | X.00.2.1.1.10.aa | Machine excavation for site strip and foundations in soft ground, up to 1m deep below bottom of site excavation or ground level; load and dump on site stockpile, up to 100m distance | m3 | 39 |  | 0
277 | Light industrial building | X.00.2.2.1.50.de | External single leaf steel door and frame set; steel doorset; comprising: insulated door panel; 150mm kickplate; FD60s; size 1 x 2.05m | Nr | 4 | #N/A | 0 |  |  |  | 277 | 277 |  | Detached house | X.00.2.1.1.10.aa | Machine excavation for site strip and foundations in soft ground, up to 1m deep below bottom of site excavation or ground level; load and dump on site stockpile, up to 100m distance | m3 | 39 |  | 0
278 | Light industrial building | X.00.2.2.1.50.df | Casement window; polyester powder coated; thermally broken aluminium framed; double-glazed clear glass argon filled; 6.4mm laminated glass units; FD30s; to fit structural open size 1.5 wide x 1m high; 2Nr side hung opening casement and 1Nr fixed pane | Nr | 5 | #N/A | 0 |  |  |  | 278 | 278 |  | Detached house | X.00.2.1.1.10.aa | Machine excavation for site strip and foundations in soft ground, up to 1m deep below bottom of site excavation or ground level; load and dump on site stockpile, up to 100m distance | m3 | 39 |  | 0
279 | Light industrial building | X.00.2.2.1.50.dg | External louver c/w rodent/insect screen; polyester powder coated RAL 7038; size 1 x 1m | Nr | 3 | #N/A | 0 |  |  |  | 279 | 279 |  | Detached house | X.00.2.1.1.10.aa | Machine excavation for site strip and foundations in soft ground, up to 1m deep below bottom of site excavation or ground level; load and dump on site stockpile, up to 100m distance | m3 | 39 |  | 0
280 | Light industrial building | X.00.2.2.1.50.dh | Mastic Asphalt, waterproof and gas proof; between window frame and blockwork with proprietary airtight seal and tapes; clamped to back of window lug adaptors and bonded to existing structure; non flexible metal sheet coverings; reveals; n.e. 300mm | m | 64 | #N/A | 0 |  |  |  | 280 | 280 |  | Detached house | X.00.2.1.1.10.aa | Machine excavation for site strip and foundations in soft ground, up to 1m deep below bottom of site excavation or ground level; load and dump on site stockpile, up to 100m distance | m3 | 39 |  | 0
281 | Light industrial building | X.00.2.2.1.50.ea | Single leaf flush door with associated frame set; laminated solid core door leaf; hardwood lipping; 400 x 200mm vision panel with 6mm thick Pyro factory fitted glazing; hardwood frame; painted colour to be selected; including intumescent fire seals to door and frame; fire rated mastic and intumescent strips to applicable rating as necessary; including stainless steel ironmongery; FD60s; overall size 1 x 2.05m; ironmongery | Nr | 7 | #N/A | 0 |  |  |  | 281 | 281 |  | Detached house | X.00.2.1.1.10.aa | Machine excavation for site strip and foundations in soft ground, up to 1m deep below bottom of site excavation or ground level; load and dump on site stockpile, up to 100m distance | m3 | 39 |  | 0
282 | Light industrial building | X.00.2.2.1.50.eb | Timber glazed screen; 1Nr fixed panes; double-glazed; 6mm pyro toughened glass; solid hardwood frame and hardwood beading; intumescent seals applicable fire rating; including fire rated mastic and intumescent strips to applicable fire rating as necessary; FD30s; overall size 1.5 x 1m | Nr | 5 | #N/A | 0 |  |  |  | 282 | 282 |  | Detached house | X.00.2.1.1.10.aa | Machine excavation for site strip and foundations in soft ground, up to 1m deep below bottom of site excavation or ground level; load and dump on site stockpile, up to 100m distance | m3 | 39 |  | 0
283 | Light industrial building | X.00.2.2.1.50.ec | Architraves; softwood; mitred angles; bevelled edge 1Nr; plugged screwed & pelleted at 300mm c/c; size 100 x 19mm | m | 71 | #N/A | 0 |  |  |  | 283 | 283 |  | Detached house | X.00.2.1.1.10.aa | Machine excavation for site strip and foundations in soft ground, up to 1m deep below bottom of site excavation or ground level; load and dump on site stockpile, up to 100m distance | m3 | 39 |  | 0
284 | Light industrial building | X.00.2.2.1.50.ed | Window boards; softwood; bullnose edges; 35mm wall projection over plaster; returned 50mm at ends; fixing by plugging, screwing, countersinking and flush pelleting; fixed to and including 2Nr 50 x 25mm treated softwood ground supports; 100mm wide | m | 8 | #N/A | 0 |  |  |  | 284 | 284 |  | Detached house | X.00.2.1.1.10.aa | Machine excavation for site strip and foundations in soft ground, up to 1m deep below bottom of site excavation or ground level; load and dump on site stockpile, up to 100m distance | m3 | 39 |  | 0
285 | Light industrial building | X.00.2.2.1.50.ee | Internal painting; knot; stop; sand down; prepare and apply one coat of primer; second fixings; girth n.e. 300mm (backs of board, frame & architrave) | m | 115 | #N/A | 0 |  |  |  | 285 | 285 |  | Detached house | X.00.2.1.1.10.aa | Machine excavation for site strip and foundations in soft ground, up to 1m deep below bottom of site excavation or ground level; load and dump on site stockpile, up to 100m distance | m3 | 39 |  | 0
286 | Light industrial building | X.00.2.2.1.50.ef | Internal painting; knot; stop; sand; apply one base coat and two full coats of washable paint to selected colour; second fixings; girth n.e. 300mm (board, frame & architrave) | m | 115 | #N/A | 0 |  |  |  | 286 | 286 |  | Detached house | X.00.2.1.1.10.aa | Machine excavation for site strip and foundations in soft ground, up to 1m deep below bottom of site excavation or ground level; load and dump on site stockpile, up to 100m distance | m3 | 39 |  | 0
287 | Light industrial building | X.00.2.2.1.50.eg | Internal painting; knot; stop; sand; apply one base coat and two full coats of washable paint to selected colour; general surfaces; screens and doors | m2 | 44 | #N/A | 0 |  |  |  | 287 | 287 |  | Detached house | X.00.2.1.1.10.aa | Machine excavation for site strip and foundations in soft ground, up to 1m deep below bottom of site excavation or ground level; load and dump on site stockpile, up to 100m distance | m3 | 39 |  | 0
288 | Light industrial building | X.00.2.2.1.50.fa | Fall arrest system; Kingspan Safetraxx System or approved equivalent which meets BS EN 795: 2012 | m | 98 | #N/A | 0 |  |  |  | 288 | 288 |  | Detached house | X.00.2.1.1.10.aa | Machine excavation for site strip and foundations in soft ground, up to 1m deep below bottom of site excavation or ground level; load and dump on site stockpile, up to 100m distance | m3 | 39 |  | 0
289 | Light industrial building | X.00.2.2.1.60.aa | Composite insulated cladding panels; vertical; 80mm insulation core thickness; U value 0.25 W/m2k; external facing material: Galvalloy hot-dip ZA255 coated steel to BS EN 10212; finish colour grey; internal colour white; walls; exceeding 300mm wide | m2 | 713 | #N/A | 0 |  |  |  | 289 | 289 |  | Detached house | X.00.2.1.1.10.aa | Machine excavation for site strip and foundations in soft ground, up to 1m deep below bottom of site excavation or ground level; load and dump on site stockpile, up to 100m distance | m3 | 39 |  | 0
290 | Light industrial building | X.00.2.2.1.60.ab | Metal drip flashing, 4.5mm thick; powder coated grey; 9 x 3mm butyl rubber sealant; girth 225mm; (base of cladding) | m | 191 | #N/A | 0 |  |  |  | 290 | 290 |  | Detached house | X.00.2.1.1.10.aa | Machine excavation for site strip and foundations in soft ground, up to 1m deep below bottom of site excavation or ground level; load and dump on site stockpile, up to 100m distance | m3 | 39 |  | 0
291 | Light industrial building | X.00.2.2.1.60.ac | Scud coat 3mm thick in cement: sand (1:3); scratch coat 7mm thick in cement: lime: sand (1:1:6); apply finish coat 10mm thick in cement: lime: sand (1:1:6) to achieve an overall thickness of 20mm; selected nap finish; include approved waterproofer; walls; width exceeding 300mm (below cladding) | m2 | 300 | #N/A | 0 |  |  |  | 291 | 291 |  | Detached house | X.00.2.1.1.10.aa | Machine excavation for site strip and foundations in soft ground, up to 1m deep below bottom of site excavation or ground level; load and dump on site stockpile, up to 100m distance | m3 | 39 |  | 0
292 | Light industrial building | X.00.2.2.1.60.ad | Plinths; girth 150-300mm; recessed; smooth finish; forming bellcast projection | m | 138 | #N/A | 0 |  |  |  | 292 | 292 |  | Detached house | X.00.2.1.1.10.aa | Machine excavation for site strip and foundations in soft ground, up to 1m deep below bottom of site excavation or ground level; load and dump on site stockpile, up to 100m distance | m3 | 39 |  | 0
293 | Light industrial building | X.00.2.2.1.60.ae | Prepare surfaces; apply one dilute coat and 2Nr full coats of grey matt exterior quality emulsion paint to cement and sand nap finished rendered walls; widths exceeding 300mm; (below cladding) | m2 | 300 | #N/A | 0 |  |  |  | 293 | 293 |  | Detached house | X.00.2.1.1.10.aa | Machine excavation for site strip and foundations in soft ground, up to 1m deep below bottom of site excavation or ground level; load and dump on site stockpile, up to 100m distance | m3 | 39 |  | 0
294 | Light industrial building | X.00.2.2.1.60.af | Prepare surfaces; apply one dilute coat and 2Nr full coats of grey matt exterior quality emulsion paint to cement and sand nap finished rendered walls; plinths; girth 300mm | m | 138 | #N/A | 0 |  |  |  | 294 | 294 |  | Detached house | X.00.2.1.1.10.aa | Machine excavation for site strip and foundations in soft ground, up to 1m deep below bottom of site excavation or ground level; load and dump on site stockpile, up to 100m distance | m3 | 39 |  | 0
295 | Light industrial building | X.00.2.2.1.60.ba | Plastering; concrete block background; scud in sand/cement; apply bonding plaster to thickness recommended by manufacturer; finish in 3mm skim coat plaster; steel trowelled; including bonding agent; walls; exceeding 300mm wide | m2 | 222 | #N/A | 0 |  |  |  | 295 | 295 |  | Detached house | X.00.2.1.1.10.aa | Machine excavation for site strip and foundations in soft ground, up to 1m deep below bottom of site excavation or ground level; load and dump on site stockpile, up to 100m distance | m3 | 39 |  | 0
296 | Light industrial building | X.00.2.2.1.60.bb | Painting to internal walls; prepare and apply one coat of sealer followed by one coat of thinned quick dry acrylic eggshell paint; two finish coats of quick dry acrylic eggshell paint; smooth plastered background; width exceeding 300mm | m2 | 166 | #N/A | 0 |  |  |  | 296 | 296 |  | Detached house | X.00.2.1.1.10.aa | Machine excavation for site strip and foundations in soft ground, up to 1m deep below bottom of site excavation or ground level; load and dump on site stockpile, up to 100m distance | m3 | 39 |  | 0
297 | Light industrial building | X.00.2.2.1.60.bc | Painting to internal walls; prepare walls and apply one coat of suitable primer sealer followed by one coat of thinned vinyl matt emulsion; two finish coats of vinyl matt emulsion; colour - white; fairfaced blockwork background; width exceeding 300mm | m2 | 374 | #N/A | 0 |  |  |  | 297 | 297 |  | Detached house | X.00.2.1.1.10.aa | Machine excavation for site strip and foundations in soft ground, up to 1m deep below bottom of site excavation or ground level; load and dump on site stockpile, up to 100m distance | m3 | 39 |  | 0
298 | Light industrial building | X.00.2.2.1.60.ca | Self levelling screed finish 3mm; two component solvent based epoxy resin coating system with anti-slip finish; including primer; to power floated concrete floor; all in accordance with manufacturer's instructions; colour silver; floors exceeding 300mm wide | m2 | 1428 | #N/A | 0 |  |  |  | 298 | 298 |  | Detached house | X.00.2.1.1.10.aa | Machine excavation for site strip and foundations in soft ground, up to 1m deep below bottom of site excavation or ground level; load and dump on site stockpile, up to 100m distance | m3 | 39 |  | 0
299 | Light industrial building | X.00.2.2.1.60.cb | Moisture content as per manufacturer's instructions; epoxy resin floor finishes achieving required moisture content in concrete floors prior to laying floor finish | m2 | 1428 | #N/A | 0 |  |  |  | 299 | 299 |  | Detached house | X.00.2.1.1.10.aa | Machine excavation for site strip and foundations in soft ground, up to 1m deep below bottom of site excavation or ground level; load and dump on site stockpile, up to 100m distance | m3 | 39 |  | 0
300 | Light industrial building | X.00.2.2.1.60.cc | Linoleum floor sheet; 2.5mm sheet thickness; colour - grey; seam welded joints; primer if required; laying strictly in accordance with manufacturer's instructions; to floors; exceeding 300mm wide | m2 | 78 | #N/A | 0 |  |  |  | 300 | 300 |  | Detached house | X.00.2.1.1.10.aa | Machine excavation for site strip and foundations in soft ground, up to 1m deep below bottom of site excavation or ground level; load and dump on site stockpile, up to 100m distance | m3 | 39 |  | 0
301 | Light industrial building | X.00.2.2.1.60.da | Plasterboard ceilings; 12.5mm plasterboard; fixed to timber joists at 300mm centres; filled, taped and jointed; 3mm thick hardwall skim coat; exceeding 300mm wide | m2 | 93 | #N/A | 0 |  |  |  | 301 | 301 |  | Detached house | X.00.2.1.1.10.aa | Machine excavation for site strip and foundations in soft ground, up to 1m deep below bottom of site excavation or ground level; load and dump on site stockpile, up to 100m distance | m3 | 39 |  | 0
302 | Light industrial building | X.00.2.2.1.60.db | Painting; prepare and apply 1Nr primer coat, 1Nr undercoat and 2Nr finish coats of paint; ceilings; exceeding 300mm wide | m2 | 115 | #N/A | 0 |  |  |  | 302 | 302 |  | Detached house | X.00.2.1.1.10.aa | Machine excavation for site strip and foundations in soft ground, up to 1m deep below bottom of site excavation or ground level; load and dump on site stockpile, up to 100m distance | m3 | 39 |  | 0
303 | Light industrial building | X.00.2.2.1.60.ea | Roof system; 120mm insulation core thickness; U value 0.16 W/m2k; external facing material: hot-dip ZA255 coated steel; end laps minimum 150mm; horizontal; exceeding 300mm wide | m2 | 1548 | #N/A | 0 |  |  |  | 303 | 303 |  | Detached house | X.00.2.1.1.10.aa | Machine excavation for site strip and foundations in soft ground, up to 1m deep below bottom of site excavation or ground level; load and dump on site stockpile, up to 100m distance | m3 | 39 |  | 0
304 | Light industrial building | X.00.2.2.1.60.eb | Polycarbonate translucent rooflight; non fragile; 1m wide x 3.6m length; U value 1.6 W/m2K; Kingspan Day-Lite Trapezoidal Rooflight 1.6 (KS1000 DLTR) or equivalent | nr | 36 | #N/A | 0 |  |  |  | 304 | 304 |  | Detached house | X.00.2.1.1.10.aa | Machine excavation for site strip and foundations in soft ground, up to 1m deep below bottom of site excavation or ground level; load and dump on site stockpile, up to 100m distance | m3 | 39 |  | 0
305 | Light industrial building | X.00.2.2.1.71.aa | Galvanised steel hot and cold water piping incl. insulation (aluminium backed mineral wool, 25mm); 75mm dia | m | 100 | #N/A | 0 |  |  |  | 305 | 305 |  | Detached house | X.00.2.1.1.10.aa | Machine excavation for site strip and foundations in soft ground, up to 1m deep below bottom of site excavation or ground level; load and dump on site stockpile, up to 100m distance | m3 | 39 |  | 0
306 | Light industrial building | X.00.2.2.1.71.ab | Hot water tanks, 200l, electric immersion heater, incl. safety valves and connections to electricity, drain and water supply | Nr | 2 | #N/A | 0 |  |  |  | 306 | 306 |  | Detached house | X.00.2.1.1.10.aa | Machine excavation for site strip and foundations in soft ground, up to 1m deep below bottom of site excavation or ground level; load and dump on site stockpile, up to 100m distance | m3 | 39 |  | 0
307 | Light industrial building | X.00.2.2.1.71.ac | Water treatment plant, capacity 5m3/h, consisting of metering pump | Nr | 1 | #N/A | 0 |  |  |  | 307 | 307 |  | Detached house | X.00.2.1.1.10.aa | Machine excavation for site strip and foundations in soft ground, up to 1m deep below bottom of site excavation or ground level; load and dump on site stockpile, up to 100m distance | m3 | 39 |  | 0
308 | Light industrial building | X.00.2.2.1.71.ad | PVCu drainage pipes; surface mounted 100mm dia | m | 90 | #N/A | 0 |  |  |  | 308 | 308 |  | Detached house | X.00.2.1.1.10.aa | Machine excavation for site strip and foundations in soft ground, up to 1m deep below bottom of site excavation or ground level; load and dump on site stockpile, up to 100m distance | m3 | 39 |  | 0
309 | Light industrial building | X.00.2.2.1.71.ae | White ceramic WC pan with close coupled plastic cistern, standard quality, plastic seat and lid, including connections to cold water and downpipe | Nr | 3 | #N/A | 0 |  |  |  | 309 | 309 |  | Detached house | X.00.2.1.1.10.aa | Machine excavation for site strip and foundations in soft ground, up to 1m deep below bottom of site excavation or ground level; load and dump on site stockpile, up to 100m distance | m3 | 39 |  | 0
310 | Light industrial building | X.00.2.2.1.71.af | Wall-mounted urinals, white vitreous china, medium quality, including taps and cold water and downpipe connections | Nr | 2 | #N/A | 0 |  |  |  | 310 | 310 |  | Detached house | X.00.2.1.1.10.aa | Machine excavation for site strip and foundations in soft ground, up to 1m deep below bottom of site excavation or ground level; load and dump on site stockpile, up to 100m distance | m3 | 39 |  | 0
311 | Light industrial building | X.00.2.2.1.71.ag | White ceramic wash basins, pedestal mounted, 400 x 500mm including mixer taps and connections to hot and cold water and downpipe | Nr | 3 | #N/A | 0 |  |  |  | 311 | 311 |  | Detached house | X.00.2.1.1.10.aa | Machine excavation for site strip and foundations in soft ground, up to 1m deep below bottom of site excavation or ground level; load and dump on site stockpile, up to 100m distance | m3 | 39 |  | 0
312 | Light industrial building | X.00.2.2.1.71.ah | Framed cubicle partitions; Armells or other equal and approved; standard colours and ironmongery; assembling and screwing to floor and wall; standard cubicle set 800mm x 1500mm x 1980mm high per cubicle; 19mm melamine-faced chipboard divisions and doors. Range of 2 cubicle sets; 2nr panels; 2 doors | Nr | 1 | #N/A | 0 |  |  |  | 312 | 312 |  | Detached house | X.00.2.1.1.10.aa | Machine excavation for site strip and foundations in soft ground, up to 1m deep below bottom of site excavation or ground level; load and dump on site stockpile, up to 100m distance | m3 | 39 |  | 0
313 | Light industrial building | X.00.2.2.1.71.ai | Handheld fire extinguishers (3kg CO2) | Nr | 5 | #N/A | 0 |  |  |  | 313 | 313 |  | Detached house | X.00.2.1.1.10.aa | Machine excavation for site strip and foundations in soft ground, up to 1m deep below bottom of site excavation or ground level; load and dump on site stockpile, up to 100m distance | m3 | 39 |  | 0
314 | Light industrial building | X.00.2.2.1.72.aa | Steam heat exchangers, 130°/90° C, 6 bar, c. 1500kW, including taps and fittings | Nr | 1 | #N/A | 0 |  |  |  | 314 | 314 |  | Detached house | X.00.2.1.1.10.aa | Machine excavation for site strip and foundations in soft ground, up to 1m deep below bottom of site excavation or ground level; load and dump on site stockpile, up to 100m distance | m3 | 39 |  | 0
315 | Light industrial building | X.00.2.2.1.72.ab | Local heating substation, output 130°/90° C, c. 3000kW, including taps and fittings | Nr | 1 | #N/A | 0 |  |  |  | 315 | 315 |  | Detached house | X.00.2.1.1.10.aa | Machine excavation for site strip and foundations in soft ground, up to 1m deep below bottom of site excavation or ground level; load and dump on site stockpile, up to 100m distance | m3 | 39 |  | 0
316 | Light industrial building | X.00.2.2.1.72.ac | Air heaters suspended from roof trusses, throughput 7000m3/h, c. 80kW, including roof inlet | Nr | 8 | #N/A | 0 |  |  |  | 316 | 316 |  | Detached house | X.00.2.1.1.10.aa | Machine excavation for site strip and foundations in soft ground, up to 1m deep below bottom of site excavation or ground level; load and dump on site stockpile, up to 100m distance | m3 | 39 |  | 0
317 | Light industrial building | X.00.2.2.1.72.ad | Frost protection system, including sensor, adjustable control valve and electrical wiring | Nr | 8 | #N/A | 0 |  |  |  | 317 | 317 |  | Detached house | X.00.2.1.1.10.aa | Machine excavation for site strip and foundations in soft ground, up to 1m deep below bottom of site excavation or ground level; load and dump on site stockpile, up to 100m distance | m3 | 39 |  | 0
318 | Light industrial building | X.00.2.2.1.72.ae | Extractor fans, throughput 7000m3/h | Nr | 8 | #N/A | 0 |  |  |  | 318 | 318 |  | Detached house | X.00.2.1.1.10.aa | Machine excavation for site strip and foundations in soft ground, up to 1m deep below bottom of site excavation or ground level; load and dump on site stockpile, up to 100m distance | m3 | 39 |  | 0
319 | Light industrial building | X.00.2.2.1.72.af | Factory painted fluted steel radiators, including thermostatic valves and control taps, rated 3kW | Nr | 10 | #N/A | 0 |  |  |  | 319 | 319 |  | Detached house | X.00.2.1.1.10.aa | Machine excavation for site strip and foundations in soft ground, up to 1m deep below bottom of site excavation or ground level; load and dump on site stockpile, up to 100m distance | m3 | 39 |  | 0
320 | Light industrial building | X.00.2.2.1.72.ba | Black steel heating pipe including painting with rustproof primer; 100mm dia | m | 300 | #N/A | 0 |  |  |  | 320 | 320 |  | Detached house | X.00.2.1.1.10.aa | Machine excavation for site strip and foundations in soft ground, up to 1m deep below bottom of site excavation or ground level; load and dump on site stockpile, up to 100m distance | m3 | 39 |  | 0
321 | Light industrial building | X.00.2.2.1.72.ca | Heat insulation; foil faced mineral fibre; 40mm thick; for pipe 100mm dia | m | 300 | #N/A | 0 |  |  |  | 321 | 321 |  | Detached house | X.00.2.1.1.10.aa | Machine excavation for site strip and foundations in soft ground, up to 1m deep below bottom of site excavation or ground level; load and dump on site stockpile, up to 100m distance | m3 | 39 |  | 0
322 | Light industrial building | X.00.2.2.1.72.cb | Circulating pumps, flow rate 10m3/h, pressure 0.6 bar, including 2Nr 70mm dia cut-off valves and expansion joint | Nr | 1 | #N/A | 0 |  |  |  | 322 | 322 |  | Detached house | X.00.2.1.1.10.aa | Machine excavation for site strip and foundations in soft ground, up to 1m deep below bottom of site excavation or ground level; load and dump on site stockpile, up to 100m distance | m3 | 39 |  | 0
323 | Light industrial building | X.00.2.2.1.72.cc | Expansion chambers, volume 900l, including accessories | Nr | 1 | #N/A | 0 |  |  |  | 323 | 323 |  | Detached house | X.00.2.1.1.10.aa | Machine excavation for site strip and foundations in soft ground, up to 1m deep below bottom of site excavation or ground level; load and dump on site stockpile, up to 100m distance | m3 | 39 |  | 0
324 | Light industrial building | X.00.2.2.1.72.cd | Outside temperature controlled regulator, including 2 probes (water output and outside temperature); powered stop tap 80mm dia, 24Hr programme and water and electrical connections | Nr | 1 | #N/A | 0 |  |  |  | 324 | 324 |  | Detached house | X.00.2.1.1.10.aa | Machine excavation for site strip and foundations in soft ground, up to 1m deep below bottom of site excavation or ground level; load and dump on site stockpile, up to 100m distance | m3 | 39 |  | 0
325 | Light industrial building | X.00.2.2.1.80.aa | Supply cell - bar set 250A - isolating switch, manually-operated, 250A - one load-breaking isolating switch, 250A - circuit connection and earth switch, interlocking with load breaking switch - earth bus bar and earth lead for removable socket - neon tube voltage indicator | Nr | 1 | #N/A | 0 |  |  |  | 325 | 325 |  | Detached house | X.00.2.1.1.10.aa | Machine excavation for site strip and foundations in soft ground, up to 1m deep below bottom of site excavation or ground level; load and dump on site stockpile, up to 100m distance | m3 | 39 |  | 0
326 | Light industrial building | X.00.2.2.1.80.ab | Metering cell - bar set 250A - isolating switch 250A - 3 fuses 6.3A - 3 voltage transformers, ratio 10000/V-3/100/V-3, 50VA | Nr | 1 | #N/A | 0 |  |  |  | 326 | 326 |  | Detached house | X.00.2.1.1.10.aa | Machine excavation for site strip and foundations in soft ground, up to 1m deep below bottom of site excavation or ground level; load and dump on site stockpile, up to 100m distance | m3 | 39 |  | 0
327 | Light industrial building | X.00.2.2.1.80.ac | Transmission cell - bar set 250A - load-breaking isolating switch 250A - 3 current transformers, 50/50 A, 15VA | Nr | 1 | #N/A | 0 |  |  |  | 327 | 327 |  | Detached house | X.00.2.1.1.10.aa | Machine excavation for site strip and foundations in soft ground, up to 1m deep below bottom of site excavation or ground level; load and dump on site stockpile, up to 100m distance | m3 | 39 |  | 0
328 | Light industrial building | X.00.2.2.1.80.ad | Protective cell for each transformer - bar set 250A - load-breaking isolating switch, 250A, lever-operated, automatic triggering by fuses - 3 fuses, 20A | Nr | 1 | #N/A | 0 |  |  |  | 328 | 328 |  | Detached house | X.00.2.1.1.10.aa | Machine excavation for site strip and foundations in soft ground, up to 1m deep below bottom of site excavation or ground level; load and dump on site stockpile, up to 100m distance | m3 | 39 |  | 0
329 | Light industrial building | X.00.2.2.1.80.ae | standby cell (bar set 250A) | Nr | 1 | #N/A | 0 |  |  |  | 329 | 329 |  | Detached house | X.00.2.1.1.10.aa | Machine excavation for site strip and foundations in soft ground, up to 1m deep below bottom of site excavation or ground level; load and dump on site stockpile, up to 100m distance | m3 | 39 |  | 0
330 | Light industrial building | X.00.2.2.1.80.af | Transformers 500 kVA, 10000/400 V, with all fittings, including cabling, terminal boxes, insulating supports lightning conductor, etc. | Nr | 1 | #N/A | 0 |  |  |  | 330 | 330 |  | Detached house | X.00.2.1.1.10.aa | Machine excavation for site strip and foundations in soft ground, up to 1m deep below bottom of site excavation or ground level; load and dump on site stockpile, up to 100m distance | m3 | 39 |  | 0
331 | Light industrial building | X.00.2.2.1.80.ag | Principal low voltage distribution unit, comprising: 1 armoured distribution cabinet in painted sheet steel 1 three-phase bar system, 800A, in copper with neutral 2 three phase + N circuit breakers, 400A, with supply trips 4 3P + N circuit breakers, 250A, with trips as output to sub-distributors 1 400A isolating switch as coupling for second transformer 1 400A circuit-breaker for coupling 1 three phase 4000A (capacitors) 1 set of measuring equipment | Nr | 1 | #N/A | 0 |  |  |  | 331 | 331 |  | Detached house | X.00.2.1.1.10.aa | Machine excavation for site strip and foundations in soft ground, up to 1m deep below bottom of site excavation or ground level; load and dump on site stockpile, up to 100m distance | m3 | 39 |  | 0
332 | Light industrial building | X.00.2.2.1.80.ah | Automatic correction equipment, 320kVA, 8 steps, condenser protection, batteries, etc., with all fittings | Nr | 1 | #N/A | 0 |  |  |  | 332 | 332 |  | Detached house | X.00.2.1.1.10.aa | Machine excavation for site strip and foundations in soft ground, up to 1m deep below bottom of site excavation or ground level; load and dump on site stockpile, up to 100m distance | m3 | 39 |  | 0
333 | Light industrial building | X.00.2.2.1.80.ai | Steel meter cabinet fitted with watt-hour meter, reactive volt-ampere-hour meter, contact timer, overload monitor with automatic adjustment, overload cut out, digital print out, timers, cabling and all fittings | Nr | 1 | #N/A | 0 |  |  |  | 333 | 333 |  | Detached house | X.00.2.1.1.10.aa | Machine excavation for site strip and foundations in soft ground, up to 1m deep below bottom of site excavation or ground level; load and dump on site stockpile, up to 100m distance | m3 | 39 |  | 0
334 | Light industrial building | X.00.2.2.1.80.aj | Sheet steel distribution cabinets, type IP54 protection, for heavy and lighting current (380/220V, 50Hz) (height: c. 2.2m, depth: c. 0.8m, width: c. 2.5m) | Nr | 4 | #N/A | 0 |  |  |  | 334 | 334 |  | Detached house | X.00.2.1.1.10.aa | Machine excavation for site strip and foundations in soft ground, up to 1m deep below bottom of site excavation or ground level; load and dump on site stockpile, up to 100m distance | m3 | 39 |  | 0
335 | Light industrial building | X.00.2.2.1.80.ak | Sheet steel distribution cabinet, IP54 protection, for air heater control unit and central heating pump controls. To be fitted and cabled: all relays, contactors, fuses, switches, pilot lights, 1 time switch programmable for day/night/week, 10 switches for the three-speed ventilator assemblies | Nr | 1 | #N/A | 0 |  |  |  | 335 | 335 |  | Detached house | X.00.2.1.1.10.aa | Machine excavation for site strip and foundations in soft ground, up to 1m deep below bottom of site excavation or ground level; load and dump on site stockpile, up to 100m distance | m3 | 39 |  | 0
336 | Light industrial building | X.00.2.2.1.80.ba | Fittings; cable 7 x 1.5mm2 | m | 650 | #N/A | 0 |  |  |  | 336 | 336 |  | Detached house | X.00.2.1.1.10.aa | Machine excavation for site strip and foundations in soft ground, up to 1m deep below bottom of site excavation or ground level; load and dump on site stockpile, up to 100m distance | m3 | 39 |  | 0
337 | Light industrial building | X.00.2.2.1.80.bb | NYM cabling, 5 x 16 mm2, including cable grips | m | 250 | #N/A | 0 |  |  |  | 337 | 337 |  | Detached house | X.00.2.1.1.10.aa | Machine excavation for site strip and foundations in soft ground, up to 1m deep below bottom of site excavation or ground level; load and dump on site stockpile, up to 100m distance | m3 | 39 |  | 0
338 | Light industrial building | X.00.2.2.1.80.bc | Prefabricated electrical conduits current 100A, circuits: 4 conductors + earth (5 x 27 mm2) | m | 40 | #N/A | 0 |  |  |  | 338 | 338 |  | Detached house | X.00.2.1.1.10.aa | Machine excavation for site strip and foundations in soft ground, up to 1m deep below bottom of site excavation or ground level; load and dump on site stockpile, up to 100m distance | m3 | 39 |  | 0
339 | Light industrial building | X.00.2.2.1.80.bd | Couplers (junction boxes): current: 40A with cartridges | Nr | 2 | #N/A | 0 |  |  |  | 339 | 339 |  | Detached house | X.00.2.1.1.10.aa | Machine excavation for site strip and foundations in soft ground, up to 1m deep below bottom of site excavation or ground level; load and dump on site stockpile, up to 100m distance | m3 | 39 |  | 0
340 | Light industrial building | X.00.2.2.1.80.be | Power supply box (output): rating 100A | Nr | 5 | #N/A | 0 |  |  |  | 340 | 340 |  | Detached house | X.00.2.1.1.10.aa | Machine excavation for site strip and foundations in soft ground, up to 1m deep below bottom of site excavation or ground level; load and dump on site stockpile, up to 100m distance | m3 | 39 |  | 0
341 | Light industrial building | X.00.2.2.1.80.ca | Fluorescent 2m ceiling lights with reflector, 2 x 215W, 380V | Nr | 44 | #N/A | 0 |  |  |  | 341 | 341 |  | Detached house | X.00.2.1.1.10.aa | Machine excavation for site strip and foundations in soft ground, up to 1m deep below bottom of site excavation or ground level; load and dump on site stockpile, up to 100m distance | m3 | 39 |  | 0
342 | Light industrial building | X.00.2.2.1.80.da | Sockets, 16A, 250V, Schuko type (side earth contacts), surface mounted | Nr | 42 | #N/A | 0 |  |  |  | 342 | 342 |  | Detached house | X.00.2.1.1.10.aa | Machine excavation for site strip and foundations in soft ground, up to 1m deep below bottom of site excavation or ground level; load and dump on site stockpile, up to 100m distance | m3 | 39 |  | 0
343 | Light industrial building | X.00.2.2.1.80.db | Switches, push button, 16A surface mounted | Nr | 12 | #N/A | 0 |  |  |  | 343 | 343 |  | Detached house | X.00.2.1.1.10.aa | Machine excavation for site strip and foundations in soft ground, up to 1m deep below bottom of site excavation or ground level; load and dump on site stockpile, up to 100m distance | m3 | 39 |  | 0
344 | Office building | X.00.2.2.2.10.aa | Machine excavation for site strip and foundations in soft ground, up to 1m deep below bottom of site excavation or ground level; load and dump on site stockpile, up to 100m distance | m3 | 493 | #N/A | 0 |  |  |  | 344 | 344 |  | Detached house | X.00.2.1.1.10.aa | Machine excavation for site strip and foundations in soft ground, up to 1m deep below bottom of site excavation or ground level; load and dump on site stockpile, up to 100m distance | m3 | 39 |  | 0
345 | Office building | X.00.2.2.2.10.ab | Granular material; type B (20-40mm); supply and place; 150mm thick as sub-base; levelled and compacted | m3 | 166 | #N/A | 0 |  |  |  | 345 | 345 |  | Detached house | X.00.2.1.1.10.aa | Machine excavation for site strip and foundations in soft ground, up to 1m deep below bottom of site excavation or ground level; load and dump on site stockpile, up to 100m distance | m3 | 39 |  | 0
346 | Office building | X.00.2.2.2.10.ac | Supply, spread and level 50mm layer of sand as blinding to sub-base | m3 | 66 | #N/A | 0 |  |  |  | 346 | 346 |  | Detached house | X.00.2.1.1.10.aa | Machine excavation for site strip and foundations in soft ground, up to 1m deep below bottom of site excavation or ground level; load and dump on site stockpile, up to 100m distance | m3 | 39 |  | 0
347 | Office building | X.00.2.2.2.10.ad | Disposal of uncontaminated excess spoil from site, loading and transporting, distance 5km (excluding tipping fees) | m3 | 493 | #N/A | 0 |  |  |  | 347 | 347 |  | Detached house | X.00.2.1.1.10.aa | Machine excavation for site strip and foundations in soft ground, up to 1m deep below bottom of site excavation or ground level; load and dump on site stockpile, up to 100m distance | m3 | 39 |  | 0
348 | Office building | X.00.2.2.2.10.ae | Machine excavation of foul and surface water drainage trenches; dispose of in spoil heap on-site (not including disposal offsite); 450mm wide; 1m deep | m | 20 | #N/A | 0 |  |  |  | 348 | 348 |  | Detached house | X.00.2.1.1.10.aa | Machine excavation for site strip and foundations in soft ground, up to 1m deep below bottom of site excavation or ground level; load and dump on site stockpile, up to 100m distance | m3 | 39 |  | 0
349 | Office building | X.00.2.2.2.20.aa | Trench fill foundations under walls in C20/25 concrete; including steel rebar reinforcement (130kg/m3), tamped surface to levels | m3 | 81 | #N/A | 0 |  |  |  | 349 | 349 |  | Detached house | X.00.2.1.1.10.aa | Machine excavation for site strip and foundations in soft ground, up to 1m deep below bottom of site excavation or ground level; load and dump on site stockpile, up to 100m distance | m3 | 39 |  | 0
350 | Office building | X.00.2.2.2.20.ab | Ground floor slab in C25/30 concrete, including steel fabric mesh reinforcement (150kg/m3), levelled and tamped; 125mm thick | m3 | 171 | #N/A | 0 |  |  |  | 350 | 350 |  | Detached house | X.00.2.1.1.10.aa | Machine excavation for site strip and foundations in soft ground, up to 1m deep below bottom of site excavation or ground level; load and dump on site stockpile, up to 100m distance | m3 | 39 |  | 0
351 | Office building | X.00.2.2.2.20.ac | Filling to cavity of hollow walls to ground level in C12/15 concrete; cavity not exceeding 150mm wide | m3 | 4 | #N/A | 0 |  |  |  | 351 | 351 |  | Detached house | X.00.2.1.1.10.aa | Machine excavation for site strip and foundations in soft ground, up to 1m deep below bottom of site excavation or ground level; load and dump on site stockpile, up to 100m distance | m3 | 39 |  | 0
352 | Office building | X.00.2.2.2.20.ad | 1200 gauge polythene damp proof membrane laid on sand blinding (priced separately), lapped joints; dressed up wall and into DPC course | m2 | 1298 | #N/A | 0 |  |  |  | 352 | 352 |  | Detached house | X.00.2.1.1.10.aa | Machine excavation for site strip and foundations in soft ground, up to 1m deep below bottom of site excavation or ground level; load and dump on site stockpile, up to 100m distance | m3 | 39 |  | 0
353 | Office building | X.00.2.2.2.20.ae | Extruded polystyrene (XPS) insulation; 150mm thick laid horizontally over 300mm wide, (0.13W/m2 K) | m2 | 1218 | #N/A | 0 |  |  |  | 353 | 353 |  | Detached house | X.00.2.1.1.10.aa | Machine excavation for site strip and foundations in soft ground, up to 1m deep below bottom of site excavation or ground level; load and dump on site stockpile, up to 100m distance | m3 | 39 |  | 0
354 | Office building | X.00.2.2.2.20.af | Extruded polystyrene (XPS) insulation; 25mm thick fixed vertically not exceeding 300mm wide | m | 146 | #N/A | 0 |  |  |  | 354 | 354 |  | Detached house | X.00.2.1.1.10.aa | Machine excavation for site strip and foundations in soft ground, up to 1m deep below bottom of site excavation or ground level; load and dump on site stockpile, up to 100m distance | m3 | 39 |  | 0
355 | Office building | X.00.2.2.2.20.ag | Structural upper floors: Precast hollow core concrete units; 250mm thick supported on steel beams; ends filled to 600mm deep with concrete, T16 bars at 225mm centres | m2 | 3678 | #N/A | 0 |  |  |  | 355 | 355 |  | Detached house | X.00.2.1.1.10.aa | Machine excavation for site strip and foundations in soft ground, up to 1m deep below bottom of site excavation or ground level; load and dump on site stockpile, up to 100m distance | m3 | 39 |  | 0
356 | Office building | X.00.2.2.2.20.ah | Concrete topping layer 65mm thick of C25/30 strength laid over structural floor | m2 | 3678 | #N/A | 0 |  |  |  | 356 | 356 |  | Detached house | X.00.2.1.1.10.aa | Machine excavation for site strip and foundations in soft ground, up to 1m deep below bottom of site excavation or ground level; load and dump on site stockpile, up to 100m distance | m3 | 39 |  | 0
357 | Office building | X.00.2.2.2.20.ai | Supply and install precast concrete staircase; half landing; 26 riser; 3.95m total rise; balustrades in steel; 25 x 25mm balusters and newels housed at 100mm centres; PVCu covered 50mm steel handrail | Nr | 4 | #N/A | 0 |  |  |  | 357 | 357 |  | Detached house | X.00.2.1.1.10.aa | Machine excavation for site strip and foundations in soft ground, up to 1m deep below bottom of site excavation or ground level; load and dump on site stockpile, up to 100m distance | m3 | 39 |  | 0
358 | Office building | X.00.2.2.2.20.aj | Supply and install precast concrete staircase; two-quarter landings; 26 riser; 3.95m total rise; balustrades in steel; 25 x 25mm balusters and newels housed at 100mm centres; PVCu covered 50mm steel handrail | Nr | 3 | #N/A | 0 |  |  |  | 358 | 358 |  | Detached house | X.00.2.1.1.10.aa | Machine excavation for site strip and foundations in soft ground, up to 1m deep below bottom of site excavation or ground level; load and dump on site stockpile, up to 100m distance | m3 | 39 |  | 0
359 | Office building | X.00.2.2.2.30.aa | Foundation masonry of 100mm 7KN concrete block outer leaf; facing brickwork where exposed, 140mm 7KN concrete block inner leaf, with 100mm wide cavity; stainless steel wall ties at 5 per m2 | m2 | 66 | #N/A | 0 |  |  |  | 359 | 359 |  | Detached house | X.00.2.1.1.10.aa | Machine excavation for site strip and foundations in soft ground, up to 1m deep below bottom of site excavation or ground level; load and dump on site stockpile, up to 100m distance | m3 | 39 |  | 0
360 | Office building | X.00.2.2.2.30.ab | Hyload pitch polymer; 0.9mm thick; horizontal damp proof course; not exceeding 225mm wide | m2 | 38 | #N/A | 0 |  |  |  | 360 | 360 |  | Detached house | X.00.2.1.1.10.aa | Machine excavation for site strip and foundations in soft ground, up to 1m deep below bottom of site excavation or ground level; load and dump on site stockpile, up to 100m distance | m3 | 39 |  | 0
361 | Office building | X.00.2.2.2.30.ac | Composite external wall of 100mm facing brickwork outer leaf, 140mm 4KN thermal block inner leaf, with 100mm cavity incorporating 100mm mineral wool insulation; stainless steel wall ties at 5 per m2 | m2 | 517 | #N/A | 0 |  |  |  | 361 | 361 |  | Detached house | X.00.2.1.1.10.aa | Machine excavation for site strip and foundations in soft ground, up to 1m deep below bottom of site excavation or ground level; load and dump on site stockpile, up to 100m distance | m3 | 39 |  | 0
362 | Office building | X.00.2.2.2.30.ad | Composite external wall of 90mm thick Micro-Rib system or similar outer leaf, 140mm 4KN thermal block inner leaf, with 100mm cavity incorporating 100mm mineral wool insulation; galvanised steel wall ties at 3 per m2 | m2 | 291 | #N/A | 0 |  |  |  | 362 | 362 |  | Detached house | X.00.2.1.1.10.aa | Machine excavation for site strip and foundations in soft ground, up to 1m deep below bottom of site excavation or ground level; load and dump on site stockpile, up to 100m distance | m3 | 39 |  | 0
363 | Office building | X.00.2.2.2.30.ae | Internal partition walls of 100mm 4KN thermal blockwork | m2 | 848 | #N/A | 0 |  |  |  | 363 | 363 |  | Detached house | X.00.2.1.1.10.aa | Machine excavation for site strip and foundations in soft ground, up to 1m deep below bottom of site excavation or ground level; load and dump on site stockpile, up to 100m distance | m3 | 39 |  | 0
364 | Office building | X.00.2.2.2.30.af | Internal partition walls at ground floor level of 105mm buff coloured facing brickwork face bonded to and including 4KN blockwork, galvanised steel wall ties at 5 per m2, brickwork pointed one face | m2 | 53 | #N/A | 0 |  |  |  | 364 | 364 |  | Detached house | X.00.2.1.1.10.aa | Machine excavation for site strip and foundations in soft ground, up to 1m deep below bottom of site excavation or ground level; load and dump on site stockpile, up to 100m distance | m3 | 39 |  | 0
365 | Office building | X.00.2.2.2.30.ag | Lift shaft walls of 215mm 7KN concrete blockwork | m2 | 201 | #N/A | 0 |  |  |  | 365 | 365 |  | Detached house | X.00.2.1.1.10.aa | Machine excavation for site strip and foundations in soft ground, up to 1m deep below bottom of site excavation or ground level; load and dump on site stockpile, up to 100m distance | m3 | 39 |  | 0
366 | Office building | X.00.2.2.2.30.ah | Close cavity not exceeding 100mm wide between skins of hollow wall at ends, jambs or cills of openings, Manthorpe cavity closer or similar | m | 194 | #N/A | 0 |  |  |  | 366 | 366 |  | Detached house | X.00.2.1.1.10.aa | Machine excavation for site strip and foundations in soft ground, up to 1m deep below bottom of site excavation or ground level; load and dump on site stockpile, up to 100m distance | m3 | 39 |  | 0
367 | Office building | X.00.2.2.2.30.ai | Close cavity not exceeding 100mm wide at top of hollow wall with cement-based board bedded in gauged mortar (1:1:6) | m | 80 | #N/A | 0 |  |  |  | 367 | 367 |  | Detached house | X.00.2.1.1.10.aa | Machine excavation for site strip and foundations in soft ground, up to 1m deep below bottom of site excavation or ground level; load and dump on site stockpile, up to 100m distance | m3 | 39 |  | 0
368 | Office building | X.00.2.2.2.30.aj | Hyload pitch polymer DPC; forming cavity trays; over 300mm wide | m2 | 42 | #N/A | 0 |  |  |  | 368 | 368 |  | Detached house | X.00.2.1.1.10.aa | Machine excavation for site strip and foundations in soft ground, up to 1m deep below bottom of site excavation or ground level; load and dump on site stockpile, up to 100m distance | m3 | 39 |  | 0
369 | Office building | X.00.2.2.2.30.ak | Supply and install prestressed reinforced concrete lintel, 100 x 225mm high, in outer leaf, fair-faced two adjacent sides; 2700mm long | Nr | 5 | #N/A | 0 |  |  |  | 369 | 369 |  | Detached house | X.00.2.1.1.10.aa | Machine excavation for site strip and foundations in soft ground, up to 1m deep below bottom of site excavation or ground level; load and dump on site stockpile, up to 100m distance | m3 | 39 |  | 0
370 | Office building | X.00.2.2.2.30.al | Supply and install prestressed reinforced concrete lintel, 100 x 225mm high, in outer leaf, fair-faced two adjacent sides; 5300mm long | Nr | 10 | #N/A | 0 |  |  |  | 370 | 370 |  | Detached house | X.00.2.1.1.10.aa | Machine excavation for site strip and foundations in soft ground, up to 1m deep below bottom of site excavation or ground level; load and dump on site stockpile, up to 100m distance | m3 | 39 |  | 0
371 | Office building | X.00.2.2.2.30.am | Supply and install prestressed reinforced concrete lintel, 140 x 225mm high, in inner leaf; 2700mm long | Nr | 5 | #N/A | 0 |  |  |  | 371 | 371 |  | Detached house | X.00.2.1.1.10.aa | Machine excavation for site strip and foundations in soft ground, up to 1m deep below bottom of site excavation or ground level; load and dump on site stockpile, up to 100m distance | m3 | 39 |  | 0
372 | Office building | X.00.2.2.2.30.an | Supply and install prestressed reinforced concrete lintel, 140 x 225mm high, in inner leaf; 5300mm long | Nr | 10 | #N/A | 0 |  |  |  | 372 | 372 |  | Detached house | X.00.2.1.1.10.aa | Machine excavation for site strip and foundations in soft ground, up to 1m deep below bottom of site excavation or ground level; load and dump on site stockpile, up to 100m distance | m3 | 39 |  | 0
373 | Office building | X.00.2.2.2.30.ao | Supply and install prestressed reinforced concrete lintel, 100 x 150mm high, in outer leaf, fair-faced two adjacent sides; 1200mm long | Nr | 30 | #N/A | 0 |  |  |  | 373 | 373 |  | Detached house | X.00.2.1.1.10.aa | Machine excavation for site strip and foundations in soft ground, up to 1m deep below bottom of site excavation or ground level; load and dump on site stockpile, up to 100m distance | m3 | 39 |  | 0
374 | Office building | X.00.2.2.2.30.ap | Supply and install prestressed reinforced concrete lintel, 100 x 150mm high, in internal partition; 1900mm long | Nr | 6 | #N/A | 0 |  |  |  | 374 | 374 |  | Detached house | X.00.2.1.1.10.aa | Machine excavation for site strip and foundations in soft ground, up to 1m deep below bottom of site excavation or ground level; load and dump on site stockpile, up to 100m distance | m3 | 39 |  | 0
375 | Office building | X.00.2.2.2.30.aq | Supply and install prestressed reinforced concrete lintel, 100 x 150mm high, in internal partition; 2100mm long | Nr | 6 | #N/A | 0 |  |  |  | 375 | 375 |  | Detached house | X.00.2.1.1.10.aa | Machine excavation for site strip and foundations in soft ground, up to 1m deep below bottom of site excavation or ground level; load and dump on site stockpile, up to 100m distance | m3 | 39 |  | 0
376 | Office building | X.00.2.2.2.30.ar | Supply and install prestressed reinforced concrete lintel, 150 x 150mm high, in external wall; 1200mm long | Nr | 1 | #N/A | 0 |  |  |  | 376 | 376 |  | Detached house | X.00.2.1.1.10.aa | Machine excavation for site strip and foundations in soft ground, up to 1m deep below bottom of site excavation or ground level; load and dump on site stockpile, up to 100m distance | m3 | 39 |  | 0
377 | Office building | X.00.2.2.2.30.as | Supply and install prestressed reinforced concrete lintel, 215 x 150mm high, in lift shaft walls; 1400mm long | Nr | 6 | #N/A | 0 |  |  |  | 377 | 377 |  | Detached house | X.00.2.1.1.10.aa | Machine excavation for site strip and foundations in soft ground, up to 1m deep below bottom of site excavation or ground level; load and dump on site stockpile, up to 100m distance | m3 | 39 |  | 0
378 | Office building | X.00.2.2.2.40.aa | RubberBond or similar flat roofing system; comprising 18mm thick oriented strand board (OSB) substrate, a 0.25mm polyethylene vapour control layer (VCL), a 50mm mechanically-fastened glass-faced polyisocyanurate (PIR) insulation board, and fully-adhered 1.4mm RubberBond FleeceBack EPDM membrane. Bonded to concrete covering to top of hollow core structural floor units - main roof | m2 | 1586 | #N/A | 0 |  |  |  | 378 | 378 |  | Detached house | X.00.2.1.1.10.aa | Machine excavation for site strip and foundations in soft ground, up to 1m deep below bottom of site excavation or ground level; load and dump on site stockpile, up to 100m distance | m3 | 39 |  | 0
379 | Office building | X.00.2.2.2.51.aa | Framework; treated sawn softwood; to receive pipe casings; 25 x 38mm vertically; 25 x 25mm horizontally at 450mm centres; two sided; 300mm girth | m | 36 | #N/A | 0 |  |  |  | 379 | 379 |  | Detached house | X.00.2.1.1.10.aa | Machine excavation for site strip and foundations in soft ground, up to 1m deep below bottom of site excavation or ground level; load and dump on site stockpile, up to 100m distance | m3 | 39 |  | 0
380 | Office building | X.00.2.2.2.51.ab | Far Eastern hardwood faced MR boarding ply; grade B/BB; 9mm; fixed to framework (exclude framework from price as priced separately); two sided to casings; 300mm girth | m2 | 11 | #N/A | 0 |  |  |  | 380 | 380 |  | Detached house | X.00.2.1.1.10.aa | Machine excavation for site strip and foundations in soft ground, up to 1m deep below bottom of site excavation or ground level; load and dump on site stockpile, up to 100m distance | m3 | 39 |  | 0
381 | Office building | X.00.2.2.2.51.ac | Supply and install skirtings; wrought softwood; plain square edge: 25 x 145mm or equivalent, gloss paint finish | m | 630 | #N/A | 0 |  |  |  | 381 | 381 |  | Detached house | X.00.2.1.1.10.aa | Machine excavation for site strip and foundations in soft ground, up to 1m deep below bottom of site excavation or ground level; load and dump on site stockpile, up to 100m distance | m3 | 39 |  | 0
382 | Office building | X.00.2.2.2.51.ad | Window boards; wrought softwood; nosed and tongued: 25 x 225mm | m | 52 | #N/A | 0 |  |  |  | 382 | 382 |  | Detached house | X.00.2.1.1.10.aa | Machine excavation for site strip and foundations in soft ground, up to 1m deep below bottom of site excavation or ground level; load and dump on site stockpile, up to 100m distance | m3 | 39 |  | 0
383 | Office building | X.00.2.2.2.51.ae | Framed cubicle partitions; Armells or other equal and approved; standard colours and ironmongery; assembling and screwing to floor and wall; standard cubicle set 800mm x 1500mm x 1980mm high per cubicle; 19mm melamine-faced chipboard divisions and doors. Range of 6 cubicle sets; 5nr panels; 6 doors | Nr | 3 | #N/A | 0 |  |  |  | 383 | 383 |  | Detached house | X.00.2.1.1.10.aa | Machine excavation for site strip and foundations in soft ground, up to 1m deep below bottom of site excavation or ground level; load and dump on site stockpile, up to 100m distance | m3 | 39 |  | 0
384 | Office building | X.00.2.2.2.51.af | Supply and install pre-finished internal softwood door and frame in white, 1hr fire check, 25 x 75mm softwood architrave both sides; including ironmongery (pair hinges, latch & lever handles); 826 x 2040 x 40mm; to internal door openings | Nr | 13 | #N/A | 0 |  |  |  | 384 | 384 |  | Detached house | X.00.2.1.1.10.aa | Machine excavation for site strip and foundations in soft ground, up to 1m deep below bottom of site excavation or ground level; load and dump on site stockpile, up to 100m distance | m3 | 39 |  | 0
385 | Office building | X.00.2.2.2.51.ag | Supply and install pre-finished internal softwood door and frame in white, standard quality, 25 x 75mm softwood architrave both sides; including ironmongery (pair hinges, latch & lever handles); 826 x 2040 x 40mm; to internal door openings | Nr | 14 | #N/A | 0 |  |  |  | 385 | 385 |  | Detached house | X.00.2.1.1.10.aa | Machine excavation for site strip and foundations in soft ground, up to 1m deep below bottom of site excavation or ground level; load and dump on site stockpile, up to 100m distance | m3 | 39 |  | 0
386 | Office building | X.00.2.2.2.52.aa | Alucobond A2 or similar flat cladding to composite external walls; fixed through 75mm rigid insulation to 12mm sheathing ply, faced with vapour barrier, secured to 150mm metal stud wall, full blown insulated core; 18mm gypsum board internal face; finished in 5mm plaster skim coat | m2 | 185 | #N/A | 0 |  |  |  | 386 | 386 |  | Detached house | X.00.2.1.1.10.aa | Machine excavation for site strip and foundations in soft ground, up to 1m deep below bottom of site excavation or ground level; load and dump on site stockpile, up to 100m distance | m3 | 39 |  | 0
387 | Office building | X.00.2.2.2.52.ab | Colour-coated Aluminium eaves fascia and soffit assembly; 200mm fascia and 400mm soffit; stepped unit; total 800mm girth; including batten support fixed to external wall | m | 159 | #N/A | 0 |  |  |  | 387 | 387 |  | Detached house | X.00.2.1.1.10.aa | Machine excavation for site strip and foundations in soft ground, up to 1m deep below bottom of site excavation or ground level; load and dump on site stockpile, up to 100m distance | m3 | 39 |  | 0
388 | Office building | X.00.2.2.2.52.ac | Colour-coated Aluminium soffit cladding; including batten support fixed to framework to underside of flat roof soffit | m2 | 110 | #N/A | 0 |  |  |  | 388 | 388 |  | Detached house | X.00.2.1.1.10.aa | Machine excavation for site strip and foundations in soft ground, up to 1m deep below bottom of site excavation or ground level; load and dump on site stockpile, up to 100m distance | m3 | 39 |  | 0
389 | Office building | X.00.2.2.2.52.ad | Rainwater goods; colour coated aluminium down pipes including shoes and offsets; fixing with standard clips to backgrounds: 75mm diameter | m | 179 | #N/A | 0 |  |  |  | 389 | 389 |  | Detached house | X.00.2.1.1.10.aa | Machine excavation for site strip and foundations in soft ground, up to 1m deep below bottom of site excavation or ground level; load and dump on site stockpile, up to 100m distance | m3 | 39 |  | 0
390 | Office building | X.00.2.2.2.52.ae | Rainwater goods; colour coated half round aluminium gutter, including stop ends, running outlets and fittings; fixing with standard clips to backgrounds; 125mm dia | m | 166 | #N/A | 0 |  |  |  | 390 | 390 |  | Detached house | X.00.2.1.1.10.aa | Machine excavation for site strip and foundations in soft ground, up to 1m deep below bottom of site excavation or ground level; load and dump on site stockpile, up to 100m distance | m3 | 39 |  | 0
391 | Office building | X.00.2.2.2.52.af | Balustrade to void, 25 x 25mm steel supports at 1350mm centres, toughened glazing panels complete with brackets; PVCu covered 50mm steel handrail; 1200mm high (balcony overlooking front foyer) | m | 8 | #N/A | 0 |  |  |  | 391 | 391 |  | Detached house | X.00.2.1.1.10.aa | Machine excavation for site strip and foundations in soft ground, up to 1m deep below bottom of site excavation or ground level; load and dump on site stockpile, up to 100m distance | m3 | 39 |  | 0
392 | Office building | X.00.2.2.2.52.ag | Supply and install; universal columns; shot blasting and primed at works; 305 x 305 x 198 Kg/m | Tonne | 78.8 | #N/A | 0 |  |  |  | 392 | 392 |  | Detached house | X.00.2.1.1.10.aa | Machine excavation for site strip and foundations in soft ground, up to 1m deep below bottom of site excavation or ground level; load and dump on site stockpile, up to 100m distance | m3 | 39 |  | 0
393 | Office building | X.00.2.2.2.52.ah | Supply and install; circular hollow sections; shot blasted and primed at works; colour coated; 323.9mm dia x 12.5mm x 96Kg/m | Tonne | 2.8 | #N/A | 0 |  |  |  | 393 | 393 |  | Detached house | X.00.2.1.1.10.aa | Machine excavation for site strip and foundations in soft ground, up to 1m deep below bottom of site excavation or ground level; load and dump on site stockpile, up to 100m distance | m3 | 39 |  | 0
394 | Office building | X.00.2.2.2.52.ai | Supply and install; universal beams; shot blasted and primed at works; 533 x 210 x 138 Kg/m | Tonne | 174.3 | #N/A | 0 |  |  |  | 394 | 394 |  | Detached house | X.00.2.1.1.10.aa | Machine excavation for site strip and foundations in soft ground, up to 1m deep below bottom of site excavation or ground level; load and dump on site stockpile, up to 100m distance | m3 | 39 |  | 0
395 | Office building | X.00.2.2.2.52.aj | Full depth end plates - beam to column; fillet welded to ends of beam; 550 x 225 mm x 16 mm thick steel; drilled 6 times | Nr | 104 | #N/A | 0 |  |  |  | 395 | 395 |  | Detached house | X.00.2.1.1.10.aa | Machine excavation for site strip and foundations in soft ground, up to 1m deep below bottom of site excavation or ground level; load and dump on site stockpile, up to 100m distance | m3 | 39 |  | 0
396 | Office building | X.00.2.2.2.52.al | Blast cleaning and wire brushing at works and surface treatment; zinc chromatic primer, one coat. Note: erecting the frame exposes the steel so it needs retreating to ensure protection. | m2 | 3225 | #N/A | 0 |  |  |  | 396 | 396 |  | Detached house | X.00.2.1.1.10.aa | Machine excavation for site strip and foundations in soft ground, up to 1m deep below bottom of site excavation or ground level; load and dump on site stockpile, up to 100m distance | m3 | 39 |  | 0
397 | Office building | X.00.2.2.2.53.aa | Supply and install pre-finished powder-coated aluminium framed double-glazed 2-light frame; grey tinted safety glazing units;18mm argon filled cavity (5-18-5) providing 1.1W/m2 K; including linings and the like; frame size 2500 x 2250mm | Nr | 9 | #N/A | 0 |  |  |  | 397 | 397 |  | Detached house | X.00.2.1.1.10.aa | Machine excavation for site strip and foundations in soft ground, up to 1m deep below bottom of site excavation or ground level; load and dump on site stockpile, up to 100m distance | m3 | 39 |  | 0
398 | Office building | X.00.2.2.2.53.ab | Supply and install pre-finished powder-coated aluminium framed double-glazed 4-light (tilt and turn) frame; grey tinted safety glazing units; 18mm argon filled cavity (5-18-5) providing 1.1W/m2 K; including linings and the like; frame size 5000 x 2250mm | Nr | 18 | #N/A | 0 |  |  |  | 398 | 398 |  | Detached house | X.00.2.1.1.10.aa | Machine excavation for site strip and foundations in soft ground, up to 1m deep below bottom of site excavation or ground level; load and dump on site stockpile, up to 100m distance | m3 | 39 |  | 0
399 | Office building | X.00.2.2.2.53.ac | Supply and install pre-finished powder-coated aluminium framed double-glazed 9-light frame; grey tinted safety glazing units;18mm argon filled cavity (5-18-5) providing 1.1W/m2 K; including linings and the like; frame size 11600 x 2250mm | Nr | 6 | #N/A | 0 |  |  |  | 399 | 399 |  | Detached house | X.00.2.1.1.10.aa | Machine excavation for site strip and foundations in soft ground, up to 1m deep below bottom of site excavation or ground level; load and dump on site stockpile, up to 100m distance | m3 | 39 |  | 0
400 | Office building | X.00.2.2.2.53.ad | Supply and install pre-finished powder-coated aluminium framed 3-light spandrel panel; opaque glazed units;18mm argon filled cavity (5-18-5) providing 1.1W/m2 K; including linings and the like; frame size 6500 x 1200mm | Nr | 1 | #N/A | 0 |  |  |  | 400 | 400 |  | Detached house | X.00.2.1.1.10.aa | Machine excavation for site strip and foundations in soft ground, up to 1m deep below bottom of site excavation or ground level; load and dump on site stockpile, up to 100m distance | m3 | 39 |  | 0
401 | Office building | X.00.2.2.2.53.ae | Supply and install pre-finished powder-coated aluminium framed 3-light spandrel panel; opaque glazed units;18mm argon filled cavity (5-18-5) providing 1.1W/m2 K; including linings and the like; frame size 6500 x 1600mm | Nr | 1 | #N/A | 0 |  |  |  | 401 | 401 |  | Detached house | X.00.2.1.1.10.aa | Machine excavation for site strip and foundations in soft ground, up to 1m deep below bottom of site excavation or ground level; load and dump on site stockpile, up to 100m distance | m3 | 39 |  | 0
402 | Office building | X.00.2.2.2.53.af | Supply and install pre-finished powder-coated aluminium framed 3-light frame; grey tinted safety glazing units;18mm argon filled cavity (5-18-5) providing 1.1W/m2 K; including linings and the like; frame size 6500 x 2250mm | Nr | 2 | #N/A | 0 |  |  |  | 402 | 402 |  | Detached house | X.00.2.1.1.10.aa | Machine excavation for site strip and foundations in soft ground, up to 1m deep below bottom of site excavation or ground level; load and dump on site stockpile, up to 100m distance | m3 | 39 |  | 0
403 | Office building | X.00.2.2.2.53.ag | Supply and install pre-finished powder-coated aluminium framed double-glazed 3-light frame; grey tinted safety glazing unit;18mm argon filled cavity (5-18-5) providing 1.1W/m2 K; including linings and the like; frame size 6500 x 1600mm | Nr | 1 | #N/A | 0 |  |  |  | 403 | 403 |  | Detached house | X.00.2.1.1.10.aa | Machine excavation for site strip and foundations in soft ground, up to 1m deep below bottom of site excavation or ground level; load and dump on site stockpile, up to 100m distance | m3 | 39 |  | 0
404 | Office building | X.00.2.2.2.53.ah | Supply and install pre-finished powder-coated aluminium framed double-glazed entrance frame; grey tinted safety glazing units;18mm argon filled cavity (5-18-5) providing 1.1W/m2 K; incorporating revolving door assembly and separate side door; including all linings, ironmongery and the like; overall frame size 6500 x 2250mm | Nr | 1 | #N/A | 0 |  |  |  | 404 | 404 |  | Detached house | X.00.2.1.1.10.aa | Machine excavation for site strip and foundations in soft ground, up to 1m deep below bottom of site excavation or ground level; load and dump on site stockpile, up to 100m distance | m3 | 39 |  | 0
405 | Office building | X.00.2.2.2.53.ai | Supply and install pre-finished powder-coated aluminium framed double-glazed 2-light frame; grey tinted safety glazing units; 18mm argon filled cavity (5-18-5) providing 1.1W/m2 K; including linings and the like; frame size 1800 x 1500mm | Nr | 4 | #N/A | 0 |  |  |  | 405 | 405 |  | Detached house | X.00.2.1.1.10.aa | Machine excavation for site strip and foundations in soft ground, up to 1m deep below bottom of site excavation or ground level; load and dump on site stockpile, up to 100m distance | m3 | 39 |  | 0
406 | Office building | X.00.2.2.2.53.aj | Supply and install pre-finished powder-coated aluminium framed double-glazed 4-light frame; grey tinted safety glazing units; 18mm argon filled cavity (5-18-5) providing 1.1W/m2 K; including linings and the like; frame size 5000 x 1500mm | Nr | 9 | #N/A | 0 |  |  |  | 406 | 406 |  | Detached house | X.00.2.1.1.10.aa | Machine excavation for site strip and foundations in soft ground, up to 1m deep below bottom of site excavation or ground level; load and dump on site stockpile, up to 100m distance | m3 | 39 |  | 0
407 | Office building | X.00.2.2.2.53.ak | Supply and install pre-finished powder-coated aluminium framed door frame providing 1.1W/m2 K; pair side-hung flush doors; including ironmongery and the like; frame size 1800 x 2250 x 44mm | Nr | 2 | #N/A | 0 |  |  |  | 407 | 407 |  | Detached house | X.00.2.1.1.10.aa | Machine excavation for site strip and foundations in soft ground, up to 1m deep below bottom of site excavation or ground level; load and dump on site stockpile, up to 100m distance | m3 | 39 |  | 0
408 | Office building | X.00.2.2.2.53.al | Supply and install pre-finished powder-coated aluminium framed internal screen providing 1.1W/m2 K; toughened opaque glazing; including linings and the like; frame size 8000 x 2750mm | Nr | 1 | #N/A | 0 |  |  |  | 408 | 408 |  | Detached house | X.00.2.1.1.10.aa | Machine excavation for site strip and foundations in soft ground, up to 1m deep below bottom of site excavation or ground level; load and dump on site stockpile, up to 100m distance | m3 | 39 |  | 0
409 | Office building | X.00.2.2.2.60.aa | Cement and sand (1:3); trowelled finish to floors 65mm thick, float finish; incorporating mesh reinforcement | m2 | 1205 | #N/A | 0 |  |  |  | 409 | 409 |  | Detached house | X.00.2.1.1.10.aa | Machine excavation for site strip and foundations in soft ground, up to 1m deep below bottom of site excavation or ground level; load and dump on site stockpile, up to 100m distance | m3 | 39 |  | 0
410 | Office building | X.00.2.2.2.60.ab | Cement and sand (1:3); trowelled finish to floors; 50mm thick, float finish; incorporating mesh reinforcement; first and second floor | m2 | 2358 | #N/A | 0 |  |  |  | 410 | 410 |  | Detached house | X.00.2.1.1.10.aa | Machine excavation for site strip and foundations in soft ground, up to 1m deep below bottom of site excavation or ground level; load and dump on site stockpile, up to 100m distance | m3 | 39 |  | 0
411 | Office building | X.00.2.2.2.60.ac | Cement and sand (1:3) to walls in render coats, overall 13mm thick; finish with 5mm thick coat of plaster; including all stop beads and angles | m2 | 2227 | #N/A | 0 |  |  |  | 411 | 411 |  | Detached house | X.00.2.1.1.10.aa | Machine excavation for site strip and foundations in soft ground, up to 1m deep below bottom of site excavation or ground level; load and dump on site stockpile, up to 100m distance | m3 | 39 |  | 0
412 | Office building | X.00.2.2.2.60.ad | Plasterboard linings to steelwork as fire protection; 12.5mm wallboard in two layers to and including woodwork background support; Thistle plaster finish 2mm thick; one coat work; including scrimming joints and filling nail holes; over 300mm girth | m2 | 258 | #N/A | 0 |  |  |  | 412 | 412 |  | Detached house | X.00.2.1.1.10.aa | Machine excavation for site strip and foundations in soft ground, up to 1m deep below bottom of site excavation or ground level; load and dump on site stockpile, up to 100m distance | m3 | 39 |  | 0
413 | Office building | X.00.2.2.2.60.ae | Suspended ceilings; concealed galvanised steel suspension system; hangers plugged and screwed to soffit of concrete flooring units; 600 x 600 x 18mm mineral tiles | m2 | 3504 | #N/A | 0 |  |  |  | 413 | 413 |  | Detached house | X.00.2.1.1.10.aa | Machine excavation for site strip and foundations in soft ground, up to 1m deep below bottom of site excavation or ground level; load and dump on site stockpile, up to 100m distance | m3 | 39 |  | 0
414 | Office building | X.00.2.2.2.60.af | Supply and install medium quality Polypropylene carpet; pile height 10mm and 10mm recycled PU foam underlay; 2.9 tog rating; including gripper, excluding door bars (measured separately) | m2 | 3334 | #N/A | 0 |  |  |  | 414 | 414 |  | Detached house | X.00.2.1.1.10.aa | Machine excavation for site strip and foundations in soft ground, up to 1m deep below bottom of site excavation or ground level; load and dump on site stockpile, up to 100m distance | m3 | 39 |  | 0
415 | Office building | X.00.2.2.2.60.ag | Supply and install 2.5mm thick 'standard quality' linoleum sheeting | m2 | 399 | #N/A | 0 |  |  |  | 415 | 415 |  | Detached house | X.00.2.1.1.10.aa | Machine excavation for site strip and foundations in soft ground, up to 1m deep below bottom of site excavation or ground level; load and dump on site stockpile, up to 100m distance | m3 | 39 |  | 0
416 | Office building | X.00.2.2.2.60.ah | Aluminium anti slip stair nosing; profile 70 x 30mm; plugged and screwed to concrete | m | 218 | #N/A | 0 |  |  |  | 416 | 416 |  | Detached house | X.00.2.1.1.10.aa | Machine excavation for site strip and foundations in soft ground, up to 1m deep below bottom of site excavation or ground level; load and dump on site stockpile, up to 100m distance | m3 | 39 |  | 0
417 | Office building | X.00.2.2.2.60.ai | Paint internal wall; two coats vinyl silk emulsion paint white | m2 | 2227 | #N/A | 0 |  |  |  | 417 | 417 |  | Detached house | X.00.2.1.1.10.aa | Machine excavation for site strip and foundations in soft ground, up to 1m deep below bottom of site excavation or ground level; load and dump on site stockpile, up to 100m distance | m3 | 39 |  | 0
418 | Office building | X.00.2.2.2.60.aj | Paint skirting (height 145mm), one coat undercoat alkyd-based paint, white and one coat gloss, standard quality | m | 630 | #N/A | 0 |  |  |  | 418 | 418 |  | Detached house | X.00.2.1.1.10.aa | Machine excavation for site strip and foundations in soft ground, up to 1m deep below bottom of site excavation or ground level; load and dump on site stockpile, up to 100m distance | m3 | 39 |  | 0
419 | Office building | X.00.2.2.2.60.ak | Glazed ceramic wall tiling 200 x 200 x 10mm white colour, fixing with adhesive | m2 | 70 | #N/A | 0 |  |  |  | 419 | 419 |  | Detached house | X.00.2.1.1.10.aa | Machine excavation for site strip and foundations in soft ground, up to 1m deep below bottom of site excavation or ground level; load and dump on site stockpile, up to 100m distance | m3 | 39 |  | 0
420 | Office building | X.00.2.2.2.71.aa | Supply and install urinal in white vitreous china; standard quality; complete with associated fittings; fixing in position including connecting to services n.e. 1.50m from unit | Nr | 9 | #N/A | 0 |  |  |  | 420 | 420 |  | Detached house | X.00.2.1.1.10.aa | Machine excavation for site strip and foundations in soft ground, up to 1m deep below bottom of site excavation or ground level; load and dump on site stockpile, up to 100m distance | m3 | 39 |  | 0
421 | Office building | X.00.2.2.2.71.ab | Supply and install 500mm rectangular basin in white vitreous china with pedestal; standard quality; complete with mixer tap and associated fittings; fixing in position including connecting to services; not exceeding 1.5m from unit | Nr | 24 | #N/A | 0 |  |  |  | 421 | 421 |  | Detached house | X.00.2.1.1.10.aa | Machine excavation for site strip and foundations in soft ground, up to 1m deep below bottom of site excavation or ground level; load and dump on site stockpile, up to 100m distance | m3 | 39 |  | 0
422 | Office building | X.00.2.2.2.71.ac | Supply and install rectangular close coupled WC suite in white vitreous china; standard quality; complete with cistern, seat and flap and associated fittings; fixing in position including connecting to services; not exceeding 1.5m from unit | Nr | 21 | #N/A | 0 |  |  |  | 422 | 422 |  | Detached house | X.00.2.1.1.10.aa | Machine excavation for site strip and foundations in soft ground, up to 1m deep below bottom of site excavation or ground level; load and dump on site stockpile, up to 100m distance | m3 | 39 |  | 0
423 | Office building | X.00.2.2.2.71.ad | Supply and install white 900 x 900mm acrylic shower tray, 25mm high and 6mm thick glass quadrant (door); inclusive of waste, complete with associated fittings; fixing in position including connecting to services n.e. 1.5m from unit | Nr | 5 | #N/A | 0 |  |  |  | 423 | 423 |  | Detached house | X.00.2.1.1.10.aa | Machine excavation for site strip and foundations in soft ground, up to 1m deep below bottom of site excavation or ground level; load and dump on site stockpile, up to 100m distance | m3 | 39 |  | 0
424 | Office building | X.00.2.2.2.71.ae | Supply and install exposed thermostatic bar mixer shower in chrome specification; Hansgrohe Croma 100 Showerpipe or similar; fixing in position; connecting to services not exceeding 1.5m from unit | Nr | 5 | #N/A | 0 |  |  |  | 424 | 424 |  | Detached house | X.00.2.1.1.10.aa | Machine excavation for site strip and foundations in soft ground, up to 1m deep below bottom of site excavation or ground level; load and dump on site stockpile, up to 100m distance | m3 | 39 |  | 0
425 | Office building | X.00.2.2.2.71.af | Provision of cold water supply, 10m MDPE pipe 20mm dia; metre position to rising main position, including stop cock and non-return valve | Nr | 1 | #N/A | 0 |  |  |  | 425 | 425 |  | Detached house | X.00.2.1.1.10.aa | Machine excavation for site strip and foundations in soft ground, up to 1m deep below bottom of site excavation or ground level; load and dump on site stockpile, up to 100m distance | m3 | 39 |  | 0
426 | Office building | X.00.2.2.2.72.aa | Supply, install and commission combined heat and power unit; gas fired engine; acoustic enclosure complete with exhaust fan and attenuators; exhaust gas attenuation includes 6m long pipe connections; dry air cooler for secondary water circuit to reject excess heat; controls and panel; commissioning electrical output 150kW; thermal output 208kW (e.g. Hoval PowerBloc EG210 NOx). Assembled on site at roof top level | Nr | 1 | #N/A | 0 |  |  |  | 426 | 426 |  | Detached house | X.00.2.1.1.10.aa | Machine excavation for site strip and foundations in soft ground, up to 1m deep below bottom of site excavation or ground level; load and dump on site stockpile, up to 100m distance | m3 | 39 |  | 0
427 | Office building | X.00.2.2.2.72.ab | 15mm Polyethylene (PE-X) piping from boiler hot and cold services to sanitary fixtures and fittings complete with all bends, couplers, brackets etc as appropriate and including 4nr valves in total | m | 336 | #N/A | 0 |  |  |  | 427 | 427 |  | Detached house | X.00.2.1.1.10.aa | Machine excavation for site strip and foundations in soft ground, up to 1m deep below bottom of site excavation or ground level; load and dump on site stockpile, up to 100m distance | m3 | 39 |  | 0
428 | Office building | X.00.2.2.2.73.aa | Semi-rigid flexible aluminium ducting; 50% @ 100mm and 50% @ 150mm dia; complete with all bends, fixing plates, reducers, fire dampers, grilles etc. Pipe sections supported on brackets fixed to underside of structural flooring units and laid between suspended ceiling and concrete slab units over | m | 480 | #N/A | 0 |  |  |  | 428 | 428 |  | Detached house | X.00.2.1.1.10.aa | Machine excavation for site strip and foundations in soft ground, up to 1m deep below bottom of site excavation or ground level; load and dump on site stockpile, up to 100m distance | m3 | 39 |  | 0
429 | Office building | X.00.2.2.2.74.aa | Passenger lifts - machine room over; electrically operated 8-person lift serving 3 levels, AC drive with controls; speed 1.6 m/s; maximum load: 630kg | Nr | 2 | #N/A | 0 |  |  |  | 429 | 429 |  | Detached house | X.00.2.1.1.10.aa | Machine excavation for site strip and foundations in soft ground, up to 1m deep below bottom of site excavation or ground level; load and dump on site stockpile, up to 100m distance | m3 | 39 |  | 0
430 | Office building | X.00.2.2.2.75.aa | Supply, install and commission wet pipe fire sprinkler, including pipework, valve sets, booster pumps and automatic alarm; assume 1 sprinkler per 12m2 | Nr | 250 | #N/A | 0 |  |  |  | 430 | 430 |  | Detached house | X.00.2.1.1.10.aa | Machine excavation for site strip and foundations in soft ground, up to 1m deep below bottom of site excavation or ground level; load and dump on site stockpile, up to 100m distance | m3 | 39 |  | 0
431 | Office building | X.00.2.2.2.75.ab | Supply and install new smart smoke & Carbon Monoxide alarm (Nest S3000 Protect or equivalent); wire into electrics for fail-safe (assume 2m of wire required) | Nr | 18 | #N/A | 0 |  |  |  | 431 | 431 |  | Detached house | X.00.2.1.1.10.aa | Machine excavation for site strip and foundations in soft ground, up to 1m deep below bottom of site excavation or ground level; load and dump on site stockpile, up to 100m distance | m3 | 39 |  | 0
432 | Office building | X.00.2.2.2.80.aa | Transformer; 11000/433v; oil filled; natural cooling; gauges and ancillaries; HV and LV terminations; 500kVA | Nr | 1 | #N/A | 0 |  |  |  | 432 | 432 |  | Detached house | X.00.2.1.1.10.aa | Machine excavation for site strip and foundations in soft ground, up to 1m deep below bottom of site excavation or ground level; load and dump on site stockpile, up to 100m distance | m3 | 39 |  | 0
433 | Office building | X.00.2.2.2.80.ab | Stand-by generator; packaged unit; water cooled diesel engine; battery charge alternator and starter motor; 24-hour capacity storage tank; anti-vibration mountings; 150 kVA | Nr | 1 | #N/A | 0 |  |  |  | 433 | 433 |  | Detached house | X.00.2.1.1.10.aa | Machine excavation for site strip and foundations in soft ground, up to 1m deep below bottom of site excavation or ground level; load and dump on site stockpile, up to 100m distance | m3 | 39 |  | 0
434 | Office building | X.00.2.2.2.80.ad | Busbar trunking with copper conductors; TP&N; aluminium housing; earth continuity; insulation; trunking with ancillaries; fire barrier and tap-off unit; 400 amp | m | 15 | #N/A | 0 |  |  |  | 434 | 434 |  | Detached house | X.00.2.1.1.10.aa | Machine excavation for site strip and foundations in soft ground, up to 1m deep below bottom of site excavation or ground level; load and dump on site stockpile, up to 100m distance | m3 | 39 |  | 0
435 | Office building | X.00.2.2.2.80.ae | Cable trunking; twin compartment; PVC; white with cover and couplings in running length; including angles and end caps; 100 x 25mm | m | 900 | #N/A | 0 |  |  |  | 435 | 435 |  | Detached house | X.00.2.1.1.10.aa | Machine excavation for site strip and foundations in soft ground, up to 1m deep below bottom of site excavation or ground level; load and dump on site stockpile, up to 100m distance | m3 | 39 |  | 0
436 | Office building | X.00.2.2.2.80.af | PVC insulated sheathed cable; 300/500-volt grade; drawn into conduit clipped to structure; 3 core 2.5 mm2 | m | 450 | #N/A | 0 |  |  |  | 436 | 436 |  | Detached house | X.00.2.1.1.10.aa | Machine excavation for site strip and foundations in soft ground, up to 1m deep below bottom of site excavation or ground level; load and dump on site stockpile, up to 100m distance | m3 | 39 |  | 0
437 | Office building | X.00.2.2.2.80.ag | Plateswitches; box; surface mounted; 3-gang 2-way screwless; brushed stainless steel | Nr | 30 | #N/A | 0 |  |  |  | 437 | 437 |  | Detached house | X.00.2.1.1.10.aa | Machine excavation for site strip and foundations in soft ground, up to 1m deep below bottom of site excavation or ground level; load and dump on site stockpile, up to 100m distance | m3 | 39 |  | 0
438 | Office building | X.00.2.2.2.80.ah | Surface mounted; modular luminaires 600 x 600mm; Philips CoreLine RC125b led panel, 4000K or similar; 300lx, set in ceiling grid | Nr | 90 | #N/A | 0 |  |  |  | 438 | 438 |  | Detached house | X.00.2.1.1.10.aa | Machine excavation for site strip and foundations in soft ground, up to 1m deep below bottom of site excavation or ground level; load and dump on site stockpile, up to 100m distance | m3 | 39 |  | 0
439 | Office building | X.00.2.2.2.80.ai | Photovoltaics assembled on the roof; 400W monocrystalline; 1,754mm x 1,096mm x 30mm; Trina Vertex S or equivalent | m2 | 50 | #N/A | 0 |  |  |  | 439 | 439 |  | Detached house | X.00.2.1.1.10.aa | Machine excavation for site strip and foundations in soft ground, up to 1m deep below bottom of site excavation or ground level; load and dump on site stockpile, up to 100m distance | m3 | 39 |  | 0
440 | Office building | X.00.2.2.2.90.aa | 150mm bed and surround in pea shingle and 150mm covering of pea shingle to pipes; 110mm dia, 450mm wide (allow a total of 0.135m3 pea shingle per m) | m | 20 | #N/A | 0 |  |  |  | 440 | 440 |  | Detached house | X.00.2.1.1.10.aa | Machine excavation for site strip and foundations in soft ground, up to 1m deep below bottom of site excavation or ground level; load and dump on site stockpile, up to 100m distance | m3 | 39 |  | 0
441 | Office building | X.00.2.2.2.90.ab | PVCu pipes; OsmaDrain or similar; 110mm dia soil waste pipework complete with accessories including connectors, bends, access doors, branches etc; fixing with standard clips | m | 78 | #N/A | 0 |  |  |  | 441 | 441 |  | Detached house | X.00.2.1.1.10.aa | Machine excavation for site strip and foundations in soft ground, up to 1m deep below bottom of site excavation or ground level; load and dump on site stockpile, up to 100m distance | m3 | 39 |  | 0
442 | Asphalt road | X.00.2.3.1.10.aa | Mechanical excavation of carriageway, compacted dense soil depth 870mm, levelling and compacting to 95% simple Proctor. Transport 500m onsite | m3 | 1740 | #N/A | 0 |  |  |  | 442 | 442 |  | Detached house | X.00.2.1.1.10.aa | Machine excavation for site strip and foundations in soft ground, up to 1m deep below bottom of site excavation or ground level; load and dump on site stockpile, up to 100m distance | m3 | 39 |  | 0
443 | Asphalt road | X.00.2.3.1.10.ab | Mechanical excavation of sidewalk and shoulder, compacted dense soil depth 400mm, levelling and compacting. Transport 500m onsite | m3 | 92 | #N/A | 0 |  |  |  | 443 | 443 |  | Detached house | X.00.2.1.1.10.aa | Machine excavation for site strip and foundations in soft ground, up to 1m deep below bottom of site excavation or ground level; load and dump on site stockpile, up to 100m distance | m3 | 39 |  | 0
444 | Asphalt road | X.00.2.3.1.10.ac | Mechanical excavation of trenches and drainage chambers, compacted dense soil depth 3m. Transport 500m onsite | m3 | 405 | #N/A | 0 |  |  |  | 444 | 444 |  | Detached house | X.00.2.1.1.10.aa | Machine excavation for site strip and foundations in soft ground, up to 1m deep below bottom of site excavation or ground level; load and dump on site stockpile, up to 100m distance | m3 | 39 |  | 0
445 | Asphalt road | X.00.2.3.1.20.aa | Gravel 0-90mm dia, thickness 450mm on the carriageway. 95% modified Proctor | m2 | 2100 | #N/A | 0 |  |  |  | 445 | 445 |  | Detached house | X.00.2.1.1.10.aa | Machine excavation for site strip and foundations in soft ground, up to 1m deep below bottom of site excavation or ground level; load and dump on site stockpile, up to 100m distance | m3 | 39 |  | 0
446 | Asphalt road | X.00.2.3.1.20.ab | Mechanically stabilised crusher-run 0-45mm dia, thickness 100mm on the carriageway. 95% modified Proctor | m2 | 2100 | #N/A | 0 |  |  |  | 446 | 446 |  | Detached house | X.00.2.1.1.10.aa | Machine excavation for site strip and foundations in soft ground, up to 1m deep below bottom of site excavation or ground level; load and dump on site stockpile, up to 100m distance | m3 | 39 |  | 0
447 | Asphalt road | X.00.2.3.1.20.ac | AC 32 dense base course 40/60 des, thickness 230mm | m2 | 2100 | #N/A | 0 |  |  |  | 447 | 447 |  | Detached house | X.00.2.1.1.10.aa | Machine excavation for site strip and foundations in soft ground, up to 1m deep below bottom of site excavation or ground level; load and dump on site stockpile, up to 100m distance | m3 | 39 |  | 0
448 | Asphalt road | X.00.2.3.1.20.ad | AC 20 dense binder course 40/60 des, thickness 60mm | m2 | 2100 | #N/A | 0 |  |  |  | 448 | 448 |  | Detached house | X.00.2.1.1.10.aa | Machine excavation for site strip and foundations in soft ground, up to 1m deep below bottom of site excavation or ground level; load and dump on site stockpile, up to 100m distance | m3 | 39 |  | 0
449 | Asphalt road | X.00.2.3.1.20.ae | AC 10 surface course 70/100 des, thickness 30mm | m2 | 2100 | #N/A | 0 |  |  |  | 449 | 449 |  | Detached house | X.00.2.1.1.10.aa | Machine excavation for site strip and foundations in soft ground, up to 1m deep below bottom of site excavation or ground level; load and dump on site stockpile, up to 100m distance | m3 | 39 |  | 0
450 | Asphalt road | X.00.2.3.1.20.af | Gravel 0-90mm dia, thickness 250mm on the sidewalk and shoulder. 95% modified Proctor | m2 | 200 | #N/A | 0 |  |  |  | 450 | 450 |  | Detached house | X.00.2.1.1.10.aa | Machine excavation for site strip and foundations in soft ground, up to 1m deep below bottom of site excavation or ground level; load and dump on site stockpile, up to 100m distance | m3 | 39 |  | 0
451 | Asphalt road | X.00.2.3.1.20.ag | Mechanically stabilised crusher-run 0-45mm dia, thickness 80mm. 95% modified Proctor | m2 | 200 | #N/A | 0 |  |  |  | 451 | 451 |  | Detached house | X.00.2.1.1.10.aa | Machine excavation for site strip and foundations in soft ground, up to 1m deep below bottom of site excavation or ground level; load and dump on site stockpile, up to 100m distance | m3 | 39 |  | 0
452 | Asphalt road | X.00.2.3.1.20.ah | 20mm dia dense base / binder course, thickness 50mm | m2 | 200 | #N/A | 0 |  |  |  | 452 | 452 |  | Detached house | X.00.2.1.1.10.aa | Machine excavation for site strip and foundations in soft ground, up to 1m deep below bottom of site excavation or ground level; load and dump on site stockpile, up to 100m distance | m3 | 39 |  | 0
453 | Asphalt road | X.00.2.3.1.20.ai | 6mm dia dense asphalt surface course, thickness 20mm | m2 | 200 | #N/A | 0 |  |  |  | 453 | 453 |  | Detached house | X.00.2.1.1.10.aa | Machine excavation for site strip and foundations in soft ground, up to 1m deep below bottom of site excavation or ground level; load and dump on site stockpile, up to 100m distance | m3 | 39 |  | 0
454 | Asphalt road | X.00.2.3.1.20.aj | Precast concrete half battered kerb 125mm x 255mm, compliant to BS EN 1340, laid straight or curved exceeding 12m radius on a 150mm bed of GEN 0 / C7/8 / ST1 concrete (7.5N) including haunching | m | 100 | #N/A | 0 |  |  |  | 454 | 454 |  | Detached house | X.00.2.1.1.10.aa | Machine excavation for site strip and foundations in soft ground, up to 1m deep below bottom of site excavation or ground level; load and dump on site stockpile, up to 100m distance | m3 | 39 |  | 0
455 | Asphalt road | X.00.2.3.1.20.ak | Precast concrete square edging 50mm x 150mm, compliant to BS EN 1340, laid straight or curved exceeding 12m radius on a 100mm bed of GEN 0 / C7/8 / ST1 concrete (7.5N) including haunching | m | 100 | #N/A | 0 |  |  |  | 455 | 455 |  | Detached house | X.00.2.1.1.10.aa | Machine excavation for site strip and foundations in soft ground, up to 1m deep below bottom of site excavation or ground level; load and dump on site stockpile, up to 100m distance | m3 | 39 |  | 0
456 | Asphalt road | X.00.2.3.1.60.aa | Vehicle Restraint System or equivalent steel parapet restraint system; N2 normal containment highway safety fence; single side system; speed limit of 100km/h; compliant to BS EN 1317. 110 x 49mm Z post every 2.5m. Each post bedded in concrete foundation; ST5 or C40 grade | m | 100 | #N/A | 0 |  |  |  | 456 | 456 |  | Detached house | X.00.2.1.1.10.aa | Machine excavation for site strip and foundations in soft ground, up to 1m deep below bottom of site excavation or ground level; load and dump on site stockpile, up to 100m distance | m3 | 39 |  | 0
457 | Asphalt road | X.00.2.3.1.60.ab | Vehicle Restraint System or equivalent steel parapet restraint system; N2 normal containment highway safety fence; double sided system; speed limit of 100km/h; compliant to BS EN 1317. 110 x 49mm Z post every 2.5m. Each post bedded in concrete foundation; ST5 or C40 grade | m | 100 | #N/A | 0 |  |  |  | 457 | 457 |  | Detached house | X.00.2.1.1.10.aa | Machine excavation for site strip and foundations in soft ground, up to 1m deep below bottom of site excavation or ground level; load and dump on site stockpile, up to 100m distance | m3 | 39 |  | 0
458 | Asphalt road | X.00.2.3.1.60.ac | 3mm thick thermoplastic road marking compliant to BS EN 1871 & 1436; solid single edge line; 100mm wide to surface course | m | 400 | #N/A | 0 |  |  |  | 458 | 458 |  | Detached house | X.00.2.1.1.10.aa | Machine excavation for site strip and foundations in soft ground, up to 1m deep below bottom of site excavation or ground level; load and dump on site stockpile, up to 100m distance | m3 | 39 |  | 0
459 | Asphalt road | X.00.2.3.1.60.ad | 3mm thick thermoplastic road marking compliant to BS EN 1871 & 1436; intermittent line; 100mm wide to surface course | m | 200 | #N/A | 0 |  |  |  | 459 | 459 |  | Detached house | X.00.2.1.1.10.aa | Machine excavation for site strip and foundations in soft ground, up to 1m deep below bottom of site excavation or ground level; load and dump on site stockpile, up to 100m distance | m3 | 39 |  | 0
460 | Asphalt road | X.00.2.3.1.60.ae | Installation of reflective road studs; 100 × 100mm square bi-directional with amber corner cube reflectors, compliant to BS EN 1463 Pt. 1 & 2 to lane lines at 18m centres | Nr | 34 | #N/A | 0 |  |  |  | 460 | 460 |  | Detached house | X.00.2.1.1.10.aa | Machine excavation for site strip and foundations in soft ground, up to 1m deep below bottom of site excavation or ground level; load and dump on site stockpile, up to 100m distance | m3 | 39 |  | 0
461 | Asphalt road | X.00.2.3.1.90.aa | Fin drains - Perforated PVCu pipes, compliant to BS 4962 & BS EN 1401-1, 110mm dia. at a depth not greater than 1.5m, including bed and surround in shingle and backfilling | m | 100 | #N/A | 0 |  |  |  | 461 | 461 |  | Detached house | X.00.2.1.1.10.aa | Machine excavation for site strip and foundations in soft ground, up to 1m deep below bottom of site excavation or ground level; load and dump on site stockpile, up to 100m distance | m3 | 39 |  | 0
462 | Asphalt road | X.00.2.3.1.90.ab | Carrier drain - HDPE pipe compliant to BS EN 1266-1, 375mm dia in trench depth to invert 3.0m, including bed and surround in shingle and backfilling | m | 100 | #N/A | 0 |  |  |  | 462 | 462 |  | Detached house | X.00.2.1.1.10.aa | Machine excavation for site strip and foundations in soft ground, up to 1m deep below bottom of site excavation or ground level; load and dump on site stockpile, up to 100m distance | m3 | 39 |  | 0
463 | Asphalt road | X.00.2.3.1.90.ac | Filter drain - HDPE pipe compliant to BS EN 1266-1, 300mm dia in trench depth to invert 3.0m, including bed and surround in shingle and backfilling | m | 100 | #N/A | 0 |  |  |  | 463 | 463 |  | Detached house | X.00.2.1.1.10.aa | Machine excavation for site strip and foundations in soft ground, up to 1m deep below bottom of site excavation or ground level; load and dump on site stockpile, up to 100m distance | m3 | 39 |  | 0
464 | Asphalt road | X.00.2.3.1.90.ad | Build in ends of pipes to existing precast concrete manhole chamber and make good with cement mortar (1:3); 4m below ground level; pipe nominal bore 300mm | Nr | 6 | #N/A | 0 |  |  |  | 464 | 464 |  | Detached house | X.00.2.1.1.10.aa | Machine excavation for site strip and foundations in soft ground, up to 1m deep below bottom of site excavation or ground level; load and dump on site stockpile, up to 100m distance | m3 | 39 |  | 0
465 | Asphalt road | X.00.2.3.1.90.ae | Precast concrete trapped drainage gully, compliant to BS 5911-6, 450mm dia; height 0.9m including ST2 concrete bed & surround, cover slab, grade D400 frame and gratings compliant to BS EN 124, depth of frame 150mm | Nr | 8 | #N/A | 0 |  |  |  | 465 | 465 |  | Detached house | X.00.2.1.1.10.aa | Machine excavation for site strip and foundations in soft ground, up to 1m deep below bottom of site excavation or ground level; load and dump on site stockpile, up to 100m distance | m3 | 39 |  | 0
466 | Asphalt road | X.00.2.3.1.90.af | Precast concrete chambers, compliant to BS 5911-3 & BS EN 1917, 1500mm dia; depth 2.5m, including cover slab, chamber steps to BS EN 13101, grade D400 frame and gratings compliant to BS EN 124, depth of frame 150mm | Nr | 4 | #N/A | 0 |  |  |  | 466 | 466 |  | Detached house | X.00.2.1.1.10.aa | Machine excavation for site strip and foundations in soft ground, up to 1m deep below bottom of site excavation or ground level; load and dump on site stockpile, up to 100m distance | m3 | 39 |  | 0
467 | Asphalt road | X.00.2.3.1.90.ag | Type A filter material, fine and all-in aggregate (0-20mm dia) complaint to BS EN 13285 in drainage trenches, depth 500mm | m3 | 30 | #N/A | 0 |  |  |  | 467 | 467 |  | Detached house | X.00.2.1.1.10.aa | Machine excavation for site strip and foundations in soft ground, up to 1m deep below bottom of site excavation or ground level; load and dump on site stockpile, up to 100m distance | m3 | 39 |  | 0
468 | Asphalt road | X.00.2.3.1.90.ah | Type B filter material, coarse aggregate (20-40mm dia) compliant to BS EN 13242 in drainage trenches, depth 2.5m | m3 | 150 | #N/A | 0 |  |  |  | 468 | 468 |  | Detached house | X.00.2.1.1.10.aa | Machine excavation for site strip and foundations in soft ground, up to 1m deep below bottom of site excavation or ground level; load and dump on site stockpile, up to 100m distance | m3 | 39 |  | 0
469 | Road resurfacing | X.00.2.3.2.10.aa | Pavements; cold milling at 100mm depth; removal of surface and binder course | m2 | 1440 | #N/A | 0 |  |  |  | 469 | 469 |  | Detached house | X.00.2.1.1.10.aa | Machine excavation for site strip and foundations in soft ground, up to 1m deep below bottom of site excavation or ground level; load and dump on site stockpile, up to 100m distance | m3 | 39 |  | 0
470 | Road resurfacing | X.00.2.3.2.10.ab | Pavements; cold milling at 100mm depth; removal of base course | m2 | 720 | #N/A | 0 |  |  |  | 470 | 470 |  | Detached house | X.00.2.1.1.10.aa | Machine excavation for site strip and foundations in soft ground, up to 1m deep below bottom of site excavation or ground level; load and dump on site stockpile, up to 100m distance | m3 | 39 |  | 0
471 | Road resurfacing | X.00.2.3.2.10.ac | Pavements; cold milling at 50mm depth; removal of surface course longitudinally at tie ins | m2 | 360 | #N/A | 0 |  |  |  | 471 | 471 |  | Detached house | X.00.2.1.1.10.aa | Machine excavation for site strip and foundations in soft ground, up to 1m deep below bottom of site excavation or ground level; load and dump on site stockpile, up to 100m distance | m3 | 39 |  | 0
472 | Road resurfacing | X.00.2.3.2.20.aa | AC 32 dense base course 40/60 des, thickness 100mm | m2 | 720 | #N/A | 0 |  |  |  | 472 | 472 |  | Detached house | X.00.2.1.1.10.aa | Machine excavation for site strip and foundations in soft ground, up to 1m deep below bottom of site excavation or ground level; load and dump on site stockpile, up to 100m distance | m3 | 39 |  | 0
473 | Road resurfacing | X.00.2.3.2.20.ab | AC 20 dense binder course 40/60 des, thickness 60mm | m2 | 1440 | #N/A | 0 |  |  |  | 473 | 473 |  | Detached house | X.00.2.1.1.10.aa | Machine excavation for site strip and foundations in soft ground, up to 1m deep below bottom of site excavation or ground level; load and dump on site stockpile, up to 100m distance | m3 | 39 |  | 0
474 | Road resurfacing | X.00.2.3.2.20.ac | AC 10 surface course 70/100 des, thickness 30mm | m2 | 1440 | #N/A | 0 |  |  |  | 474 | 474 |  | Detached house | X.00.2.1.1.10.aa | Machine excavation for site strip and foundations in soft ground, up to 1m deep below bottom of site excavation or ground level; load and dump on site stockpile, up to 100m distance | m3 | 39 |  | 0
475 | Road resurfacing | X.00.2.3.2.20.ad | Surfacing course; inlay at tie ins, thickness 30mm | m2 | 360 | #N/A | 0 |  |  |  | 475 | 475 |  | Detached house | X.00.2.1.1.10.aa | Machine excavation for site strip and foundations in soft ground, up to 1m deep below bottom of site excavation or ground level; load and dump on site stockpile, up to 100m distance | m3 | 39 |  | 0
476 | Road resurfacing | X.00.2.3.2.20.ae | Pavements; tack coat applied by machine sprayer | m2 | 2520 | #N/A | 0 |  |  |  | 476 | 476 |  | Detached house | X.00.2.1.1.10.aa | Machine excavation for site strip and foundations in soft ground, up to 1m deep below bottom of site excavation or ground level; load and dump on site stockpile, up to 100m distance | m3 | 39 |  | 0
477 | Road resurfacing | X.00.2.3.2.20.af | 6mm dia dense asphalt surface course, thickness 20mm | m2 | 200 | #N/A | 0 |  |  |  | 477 | 477 |  | Detached house | X.00.2.1.1.10.aa | Machine excavation for site strip and foundations in soft ground, up to 1m deep below bottom of site excavation or ground level; load and dump on site stockpile, up to 100m distance | m3 | 39 |  | 0
478 | Road resurfacing | X.00.2.3.2.20.ag | Pavements; cold milling up to 50mm in depth; removal of surface course | m2 | 200 | #N/A | 0 |  |  |  | 478 | 478 |  | Detached house | X.00.2.1.1.10.aa | Machine excavation for site strip and foundations in soft ground, up to 1m deep below bottom of site excavation or ground level; load and dump on site stockpile, up to 100m distance | m3 | 39 |  | 0
479 | Road resurfacing | X.00.2.3.2.60.aa | Vehicle Restraint System or equivalent steel parapet restraint system; N2 normal containment highway safety fence; single side system; speed limit of 100km/h; compliant to BS EN 1317. 110 x 49mm Z post every 2.5m. Each post bedded in concrete foundation; ST5 or C40 grade | m | 50 | #N/A | 0 |  |  |  | 479 | 479 |  | Detached house | X.00.2.1.1.10.aa | Machine excavation for site strip and foundations in soft ground, up to 1m deep below bottom of site excavation or ground level; load and dump on site stockpile, up to 100m distance | m3 | 39 |  | 0
480 | Road resurfacing | X.00.2.3.2.60.ab | 3mm thick thermoplastic road marking compliant to BS EN 1871 & 1436; solid single edge line; 100mm wide to surface course | m | 400 | #N/A | 0 |  |  |  | 480 | 480 |  | Detached house | X.00.2.1.1.10.aa | Machine excavation for site strip and foundations in soft ground, up to 1m deep below bottom of site excavation or ground level; load and dump on site stockpile, up to 100m distance | m3 | 39 |  | 0
481 | Road resurfacing | X.00.2.3.2.60.ac | 3mm thick thermoplastic road marking compliant to BS EN 1871 & 1436; intermittent line; 100mm wide to surface course | m | 200 | #N/A | 0 |  |  |  | 481 | 481 |  | Detached house | X.00.2.1.1.10.aa | Machine excavation for site strip and foundations in soft ground, up to 1m deep below bottom of site excavation or ground level; load and dump on site stockpile, up to 100m distance | m3 | 39 |  | 0
482 | Road resurfacing | X.00.2.3.2.60.ad | Installation of reflective road studs; 100 × 100mm square bi-directional with amber corner cube reflectors, compliant to BS EN 1463 Pt. 1 & 2 to lane lines at 18m centres | Nr | 34 | #N/A | 0 |  |  |  | 482 | 482 |  | Detached house | X.00.2.1.1.10.aa | Machine excavation for site strip and foundations in soft ground, up to 1m deep below bottom of site excavation or ground level; load and dump on site stockpile, up to 100m distance | m3 | 39 |  | 0
483 | Road resurfacing | X.00.2.3.2.90.aa | Carrier drain - HDPE pipe compliant to BS EN 1266-1, 375mm dia in trench depth to invert 3.0m, including bed and surround in shingle and backfilling | m | 20 | #N/A | 0 |  |  |  | 483 | 483 |  | Detached house | X.00.2.1.1.10.aa | Machine excavation for site strip and foundations in soft ground, up to 1m deep below bottom of site excavation or ground level; load and dump on site stockpile, up to 100m distance | m3 | 39 |  | 0
484 | Road resurfacing | X.00.2.3.2.90.ab | Filter drain - HDPE pipe compliant to BS EN 1266-1, 300mm dia in trench depth to invert 3.0m, including bed and surround in shingle and backfilling | m | 20 | #N/A | 0 |  |  |  | 484 | 484 |  | Detached house | X.00.2.1.1.10.aa | Machine excavation for site strip and foundations in soft ground, up to 1m deep below bottom of site excavation or ground level; load and dump on site stockpile, up to 100m distance | m3 | 39 |  | 0
485 | Road resurfacing | X.00.2.3.2.90.ac | Build in ends of pipes to existing precast concrete manhole chamber and make good with cement mortar (1:3); 4m below ground level; pipe nominal bore 300mm | Nr | 2 | #N/A | 0 |  |  |  | 485 | 485 |  | Detached house | X.00.2.1.1.10.aa | Machine excavation for site strip and foundations in soft ground, up to 1m deep below bottom of site excavation or ground level; load and dump on site stockpile, up to 100m distance | m3 | 39 |  | 0
486 | Road resurfacing | X.00.2.3.2.90.ad | Precast concrete trapped drainage gully, compliant to BS 5911-6, 450mm dia; height 0.9m including ST2 concrete bed & surround, cover slab, grade D400 frame and gratings compliant to BS EN 124, depth of frame 150mm | Nr | 2 | #N/A | 0 |  |  |  | 486 | 486 |  | Detached house | X.00.2.1.1.10.aa | Machine excavation for site strip and foundations in soft ground, up to 1m deep below bottom of site excavation or ground level; load and dump on site stockpile, up to 100m distance | m3 | 39 |  | 0

## Specifications
Specifications
General concrete mixes
Grade | Mix | Typical classes of work | Cement (kg) | Sand (kg) | Coarse aggregate (kg) | No. of 50kg bags of cement per m3 of combined aggregate
C7 | 1:3:8 |  | 208 | 905 | 1509 | 4
C10 | 1:4:6 | Roughest type of mass concrete such as
| 1:3:6 | footings, road haunching over 300mm thick
C15 | 1:4:5 | Mass concrete of better class than 1:3:6 | 249 | 881 | 1474 | 5
| 1:3:5 | such as bases for machinery, walls below
C20 | 1:3:4 | ground etc.
C25 | 1:3:3 | Most ordinary uses of concrete such as | 304 | 889 | 1431 | 6
| 1:2:4 | mass walls above ground, road slabs etc.
C30 | 1:2:3 | and general reinforced concrete work
C35 | 1:1.5:3 | Watertight floors, pavements and walls, | 371 | 801 | 1336 | 7.5
tanks, pits, steps, paths, surface of 2 course
roads, reinforced concrete where extra
strength is required
| 1:1:2 | Work of thin section such as fence posts | 511 | 720 | 1206 | 10.5
and small precast work
C40 |  | Very severe exposure, prefabricated
C50 |  | structural elements, pre-stressed concrete
C60
Concrete mixes referred to in the bills
BQ definitions |  | Used for | Cement (kg/m3) | Sand (litres) | Gravel (litres) | Stones (litres)
Concrete No.1 |  | Footings, blinding | 200 | 450 | 450 | 400
Concrete No.2 |  | Slabs, columns, beams, lintels | 350 | 400 | 800
Concrete No.3 |  | Window, door sills | Cellular - brands: Ytong, Siporex, Hebel etc.
Concrete No.4 |  | Screed with expanded lightweight aggregate e.g. Argex | 160 | 130 |  | argex 1000
These concrete specifications are for information only, if in your country normal practice is different please price your own standard
specification and describe it either in the bill of quantities Comments column or give details below.
Ground classification from Slovakia
7 ground classes
1st class | - loose ground - possible to load with digger
2nd class | - diggable ground - excavate with spade digger
3rd class | - soft ground - excavate with spade digger
4th class | - hard brittle ground - break up with ripper
5th class | - hard ground easy to blast - break up with ripper, heavy digger (weight more than 40t) or explosives
6th class | - hard ground hard to blast - break up with heavy digger and explosives
7th class | - hard ground very hard to blast - break up with explosives
3rd class ground types
a) of coherent strong and hard consistency IC1 more than 1,00, IP2 less than 17 and soft and solid consistency IC <0,05-1,30), IP ≥ 17.
Into this group belongs for example loam, silty loam (loess), clay-sandy loam, sandy clay,
b) of incoherent ulehlé, ID3 more than 0,67, possible with stones of dimensions up to 250mm. Into this group belongs for example
ballast and rubble with particle dimensions of up to 100mm without limitation and with stones with maximum dimensions from
100mm to 250mm less than 10% of total amount of loose ground of 3rd class,
c) incoherent, ranked to 2nd and 3rd class with coherent mastic of ground according to paragraph a),
d) decomposed stony and semi-stony, technically evaluated as clay-sandy ground, eventually geest, into this group belongs for
example alluvial ground, tectonically disrupted areas, hydrothermally decomposed ground,
e) spoil and embankment with similar character as ground ranked as 3rd class.
1 IC - number of consistency according to STN 72 1014
2 IP - number of plasticity according to fluidity extension tests in STN 72 1014 and 72 1013
3 ID - relative density according to STN 73 1001 (ICS 93.020)
CONSTRUCTION SURVEY IMPROVEMENT
The area below is available for you to add typical specification details for any bill items where you think the
information will help other countries improve the quality of their pricing.