## LISTE EQUIPEMENTS 2021
Equipement a referencé : groupe froid - onduleur - clim add - clim aeg - groupe electrogenne - master pack et disjoncteur debrrochable -cellule HT -transformateur -
N° L | Code equipement | Libellé equipement | Code bâtiment | Libellé bâtiment | Code domaine | Libellé domaine | Code famille | Libellé famille | MARQUE | MODEL / TYPE | PUISSANCE | ANNEE | CATEGORIE
| ALIM CHARGEUR CTI | Alimentation chargeur 12v cellules HT CTI | SIEGE | CTI BATIMENT 1 | COURFO | ELECTRICITE COURANTS FORTS | ARMELE | ARMOIRE / COFFRET ELECTRIQUE | IZYX | PSX 700 |  |  | 1
| AGBT- CAR | AGBT CARSAT bâtiment 2 | CARSAT | CARSAT BATIMENT 2 | COURFO | ELECTRICITE COURANTS FORTS | TGBT | TGBT |  |  |  |  | 1
| AGBT1 SIEGE | AGBT 1 SIEGE | SIEGE | CTI BATIMENT 1 | COURFO | ELECTRICITE COURANTS FORTS | TGBT | TGBT |  |  |  |  | 1
| AGBT2 SIEGE | AGBT 2 SIEGE | SIEGE | CTI BATIMENT 1 | COURFO | ELECTRICITE COURANTS FORTS | TGBT | TGBT |  |  |  |  | 1
| ARM CLIM AEG 1 CAR | ARM. climatisation AEG 1 carsat | CARSAT | CARSAT BATIMENT 2 | CLIMAT | CLIMATISATION | CASCLI | CLIMATISEUR/ CASSETTE A EG | EMERSON | Ph080 | 80 | 2016 | 1
| ALIM STAB POLE ENRG | Alimentation stabilisée armoire TD pole energ | POLENE | BATIMENT POLE ENERGIE | COURFO | ELECTRICITE COURANTS FORTS | ARMELE | ARMOIRE / COFFRET ELECTRIQUE |  |  |  |  | 1
| ALIM-EAU-ARRO-TOIT | Alimentation eau arrosage toiture verte | POLENE | BATIMENT POLE ENERGIE | PLBSAN | PLOMBERIE SANITAIRE | RESEDV | RESEAU EAU DE VILLE |  |  |  |  | 2
| ARM CLIM AEG 1 SIEGE | Armoire climatisation AEG 1 siege | SIEGE | CTI BATIMENT 1 | CLIMAT | CLIMATISATION | CASCLI | CLIMATISEUR/ CASSETTE A EG | EMERSON | L90UC100VB02020PX051264051250 | 53.5 | 2010 | 1
| ARM CLIM AEG 11 CAR | Armoire climatisation AEG 11 carsat | CARSAT | CARSAT BATIMENT 2 | CLIMAT | CLIMATISATION | CASCLI | CLIMATISEUR/ CASSETTE A EG | EMERSON | L12UC100 | 80 | 2009 | 1
| ARM CLIM AEG 12 CAR | Armoire climatisation AEG 12 carsat | CARSAT | CARSAT BATIMENT 2 | CLIMAT | CLIMATISATION | CASCLI | CLIMATISEUR/ CASSETTE A EG | EMERSON | L 12 | 80 | 2009 | 1
| ARM CLIM AEG 18 CAR | Armoire climatisation AEG 18 carsat | CARSAT | CARSAT BATIMENT 2 | CLIMAT | CLIMATISATION | CASCLI | CLIMATISEUR/ CASSETTE A EG | EMERSON | s18dc | 21.4 | 2009 | 1
| ARM CLIM AEG 19 CAR | Armoire climatisation AEG 19 carsat | CARSAT | CARSAT BATIMENT 2 | CLIMAT | CLIMATISATION | CASCLI | CLIMATISEUR/ CASSETTE A EG | EMERSON | PH025HCL | 25 | 2016 | 1
| ARM CLIM AEG 2 SIEGE | Armoire climatisation AEG 2 siege | SIEGE | CTI BATIMENT 1 | CLIMAT | CLIMATISATION | CASCLI | CLIMATISEUR/ CASSETTE A EG | EMERSON | L90UC100VB02020PX051264051261 | 53.5 | 2010 | 1
| ARM CLIM AEG 20 CAR | Armoire climatisation AEG 20 carsat | CARSAT | CARSAT BATIMENT 2 | CLIMAT | CLIMATISATION | CASCLI | CLIMATISEUR/ CASSETTE A EG | EMERSON | PH025HCL | 25 | 2016 | 1
| ARM CLIM AEG 3 SIEGE | Armoire climatisation AEG 3 siege | SIEGE | CTI BATIMENT 1 | CLIMAT | CLIMATISATION | CASCLI | CLIMATISEUR/ CASSETTE A EG | EMERSON | L90UC1000 | 53.5 | 2010 | 1
| ARM CLIM AEG 4 SIEGE | Armoire climatisation AEG 4 siege | SIEGE | CTI BATIMENT 1 | CLIMAT | CLIMATISATION | CASCLI | CLIMATISEUR/ CASSETTE A EG | EMERSON | L90UC100VB02020PX051264051260 | 53.5 |  | 1
| ARM CLIM AEG 5 CAR | Armoire climatisation AEG 5 carsat | CARSAT | CARSAT BATIMENT 2 | CLIMAT | CLIMATISATION | CASCLI | CLIMATISEUR/ CASSETTE A EG | EMERSON | S029 | 16.5 | 2009 | 1
| ARM CLIM AEG 5 SIEGE | Armoire climatisation AEG 5 siege | SIEGE | CTI BATIMENT 1 | CLIMAT | CLIMATISATION | CASCLI | CLIMATISEUR/ CASSETTE A EG | EMERSON | L90UC100VB02020PX051264051260 | 53.5 | 2010 | 1
| ARM CLIM AEG 6 CAR | Armoire climatisation AEG 6 carsat | CARSAT | CARSAT BATIMENT 2 | CLIMAT | CLIMATISATION | CASCLI | CLIMATISEUR/ CASSETTE A EG | EMERSON | S29dc | 16.5 | 2010 | 1
| ARM CLIM AEG 6 SIEGE | Armoire climatisation AEG 6 siege | SIEGE | CTI BATIMENT 1 | CLIMAT | CLIMATISATION | CASCLI | CLIMATISEUR/ CASSETTE A EG | EMERSON | Lc90uc | 53.5 |  | 1
| ARM CLIM AEG 7 CAR | Amoire climatisation AEG 7 carsat | CARSAT | CARSAT BATIMENT 2 | CLIMAT | CLIMATISATION | CASCLI | CLIMATISEUR/ CASSETTE A EG | EMERSON | M055 | 34.9 | 2009 | 1
| ARM CLIM AEG 7 SIEGE | Armoire climatisation AEG 7 siege | SIEGE | CTI BATIMENT 1 | CLIMAT | CLIMATISATION | CASCLI | CLIMATISEUR/ CASSETTE A EG | EMERSON | l90 | 53.5 | 2017 | 1
| ARM CLIM AEG 8 CAR | Armoire climatisation AEG 8 CARSAT | CARSAT | CARSAT BATIMENT 2 | CLIMAT | CLIMATISATION | CASCLI | CLIMATISEUR/ CASSETTE A EG | EMERSON | L18UC100 | 99 | 2009 | 1
| ARM CLIM AEG 8 SIEGE | Armoire climatisation AEG 8 siege | SIEGE | CTI BATIMENT 1 | CLIMAT | CLIMATISATION | CASCLI | CLIMATISEUR/ CASSETTE A EG | EMERSON | l90 | 53.5 | 2017 | 1
| ARM CLIM AEG 9 CAR | Amoire climatisation AEG 9 CARSAT | CARSAT | CARSAT BATIMENT 2 | CLIMAT | CLIMATISATION | CASCLI | CLIMATISEUR/ CASSETTE A EG | EMERSON | M55 | 34.9 | 2009 | 1
| ARM CLIM AEG10 CAR | Armoire climatisation AEG 10 carsat | CARSAT | CARSAT BATIMENT 2 | CLIMAT | CLIMATISATION | CASCLI | CLIMATISEUR/ CASSETTE A EG | EMERSON | L18 | 99 | 2009 | 1
| ARM CLIM AEG17 CAR | Armoire climatisation AEG 17 carsat | CARSAT | CARSAT BATIMENT 2 | CLIMAT | CLIMATISATION | CASCLI | CLIMATISEUR/ CASSETTE A EG | EMERSON | s18dc | 21.4 | 2009 | 1
| ARM CLIM AEG20 CAR | Armoire climatisation AEG 21 carsat | CARSAT | CARSAT BATIMENT 2 | CLIMAT | CLIMATISATION | CASCLI | CLIMATISEUR/ CASSETTE A EG | EMERSON | ph030 | 27 |  | 1
| ARM CLIM AEG21 CAR | Armoire climatisation AEG 21 carsat | CARSAT | CARSAT BATIMENT 2 | CLIMAT | CLIMATISATION | CASCLI | CLIMATISEUR/ CASSETTE A EG | EMERSON | ph030 | 27 |  | 1
| OND B1 CARSAT | Onduleur B1 VERTIV EXL S1 CARSAT | CARSAT | CARSAT BATIMENT 2 | COURFO | ELECTRICITE COURANTS FORTS | ONDULE | ONDULEUR | VERTIV | LIEBERT EXL S1 | 500 KVA |  | 1
| OND B2 CARSAT | Onduleur B2 VERTIV EXL S1 CARSAT | CARSAT | CARSAT BATIMENT 2 | COURFO | ELECTRICITE COURANTS FORTS | ONDULE | ONDULEUR | VERTIV | LIEBERT EXL S1 | 500 KVA |  | 1
| STS HQ SIEGE | STS HQ SIEGE | SIEGE | CTI BATIMENT 1 | COURFO | ELECTRICITE COURANTS FORTS | ONDULE | ONDULEUR | SCHNEIDER MGE | UPSILON STS | 160 A | 2013 | 1
| ARM CLIM ADD 1 SIEGE | Armoire climatisation ADD 1 siege | SIEGE | CTI BATIMENT 1 | CLIMAT | CLIMATISATION | CASCLI | CLIMATISEUR/ CASSETTE A EG | VERTIV/EMERSON | M41UA | 41 KW | 2011 | 1
| ARM CLIM ADD 2 SIEGE | Armoire climatisation ADD 2 siege | SIEGE | CTI BATIMENT 1 | CLIMAT | CLIMATISATION | CASCLI | CLIMATISEUR/ CASSETTE A EG | VERTIV/EMERSON | M41UA | 41 KW | 2011 | 1
| ARM CLIM ADD 3 SIEGE | Armoire climatisation ADD 3 siege | SIEGE | CTI BATIMENT 1 | CLIMAT | CLIMATISATION | CASCLI | CLIMATISEUR/ CASSETTE A EG | VERTIV/EMERSON | PX104DA | 106 KW | 2014 | 1
| ARM CLIM ADD 4 SIEGE | Armoire climatisation ADD 4 siege | SIEGE | CTI BATIMENT 1 | CLIMAT | CLIMATISATION | CASCLI | CLIMATISEUR/ CASSETTE A EG | VERTIV/EMERSON | PX074DA | 75 KW | 2014 | 1
| ARM CLIM ADD 5 SIEGE | Armoire climatisation ADD 5 siege | SIEGE | CTI BATIMENT 1 | CLIMAT | CLIMATISATION | CASCLI | CLIMATISEUR/ CASSETTE A EG | VERTIV/EMERSON | PX033 | 41 kw | 2015 | 1
| ARM CLIM ADD 6 SIEGE | Armoire climatisation ADD 6 siege | SIEGE | CTI BATIMENT 1 | CLIMAT | CLIMATISATION | CASCLI | CLIMATISEUR/ CASSETTE A EG | VERTIV/EMERSON | PX033 | 34 kw | 2015 | 1
| ARM CLIM ADD 7 SIEGE | Armoire climatisation ADD 7 siege | SIEGE | CTI BATIMENT 1 | CLIMAT | CLIMATISATION | CASCLI | CLIMATISEUR/ CASSETTE A EG | VERTIV/EMERSON | PX041 | 34 KW | 2017 | 1
| ARM CLIM ADD 8 SIEGE | Armoire climatisation ADD 8 siege | SIEGE | CTI BATIMENT 1 | CLIMAT | CLIMATISATION | CASCLI | CLIMATISEUR/ CASSETTE A EG | VERTIV/EMERSON | S2GUA | 23 KW | 2017 | 1
| ARM CLIM ADD10 POLE | ARM CLIMATISATION ADD10 POLE ENERGIE | POLENE | BATIMENT POLE ENERGIE | CLIMAT | CLIMATISATION | CASCLI | CLIMATISEUR/ CASSETTE A EG | SCHNEIDER | SDAV0601A | 20 KW | 2021 | 1
| ARM CLIM ADD9 POLE N | ARM CLIMATISATION ADD9 POLE ENERGIE | POLENE | BATIMENT POLE ENERGIE | CLIMAT | CLIMATISATION | CASCLI | CLIMATISEUR/ CASSETTE A EG | SCHNEIDER | SDAV0601A | 20 KW | 2021 | 1
| ARM CLIM AEG 2 CAR | Amoire climatisation AEG 2 carsat | CARSAT | CARSAT BATIMENT 2 | CLIMAT | CLIMATISATION | CASCLI | CLIMATISEUR/ CASSETTE A EG | EMERSON | PHO80 | 80 | 2016 | 1
| ARM CPL V A CARSAT | Armoire couplage onduleur voie A CARSAT | CARSAT | CARSAT BATIMENT 2 | COURFO | ELECTRICITE COURANTS FORTS | ARMELE | ARMOIRE / COFFRET ELECTRIQUE |  |  |  |  | 1
| ARM CPL V B CARSAT | Armoire couplage onduleur voie B CARSAT | CARSAT | CARSAT BATIMENT 2 | COURFO | ELECTRICITE COURANTS FORTS | ARMELE | ARMOIRE / COFFRET ELECTRIQUE |  |  |  |  | 1
| ARM DISJ. BAT A1 CAR | Amoire disj. Batteries ond A1 bat 2 CARSAT | CARSAT | CARSAT BATIMENT 2 | COURFO | ELECTRICITE COURANTS FORTS | ONDULE | ONDULEUR |  |  |  |  | 1
| ARM DISJ. BAT A2 CAR | Amoire disj. Batteries ond A2 bat 2 CARSAT | CARSAT | CARSAT BATIMENT 2 | COURFO | ELECTRICITE COURANTS FORTS | ONDULE | ONDULEUR |  |  |  |  | 1
| ARM DISJ. BAT B1 CAR | ARM disj. Batteries B1 CARSAT | CARSAT | CARSAT BATIMENT 2 | COURFO | ELECTRICITE COURANTS FORTS | ONDULE | ONDULEUR |  |  |  |  | 1
| ARM DISJ. BAT B2 CAR | ARM disj. Batteries B2 CARSAT | CARSAT | CARSAT BATIMENT 2 | COURFO | ELECTRICITE COURANTS FORTS | ONDULE | ONDULEUR |  |  |  |  | 1
| ARM E2 B1 SIEGE | Armoire E2 batiment 1 SIEGE | SIEGE | CTI BATIMENT 1 | COURFO | ELECTRICITE COURANTS FORTS | ARMELE | ARMOIRE / COFFRET ELECTRIQUE |  |  |  |  | 1
| ARM E3 B1 SIEGE | Armoire E3 batiment 1 SIEGE | SIEGE | CTI BATIMENT 1 | COURFO | ELECTRICITE COURANTS FORTS | ARMELE | ARMOIRE / COFFRET ELECTRIQUE |  |  |  |  | 1
| ARM ÉLEC. GF CAR | Armoire élec. groupe froid carsat | CARSAT | CARSAT BATIMENT 2 | CLIMAT | CLIMATISATION | ARMCLI | ARMOIRE / COFFRET ELECTRIQUE |  |  |  |  | 1
| ARM GE B1 SIEGE | Armoire GE batiment 1 SIEGE | SIEGE | CTI BATIMENT 1 | COURFO | ELECTRICITE COURANTS FORTS | ARMELE | ARMOIRE / COFFRET ELECTRIQUE |  |  |  |  | 1
| ARM GF EXT CARSAT | Armoire groupe froid TRANE exterieur carsat | CARSAT | CARSAT BATIMENT 2 | COURFO | ELECTRICITE COURANTS FORTS | ARMELE | ARMOIRE / COFFRET ELECTRIQUE |  |  |  |  | 1
| ARM HQ A1 CARSAT | Armoire HQ A1 CARSAT | CARSAT | CARSAT BATIMENT 2 | COURFO | ELECTRICITE COURANTS FORTS | ARMELE | ARMOIRE / COFFRET ELECTRIQUE |  |  |  |  | 1
| ARM HQ A2 CARSAT | Armoire HQ A2 CARSAT | CARSAT | CARSAT BATIMENT 2 | COURFO | ELECTRICITE COURANTS FORTS | ARMELE | ARMOIRE / COFFRET ELECTRIQUE |  |  |  |  | 1
| ARM HQ A3 CARSAT | Armoire HQ A3 CARSAT | CARSAT | CARSAT BATIMENT 2 | COURFO | ELECTRICITE COURANTS FORTS | ARMELE | ARMOIRE / COFFRET ELECTRIQUE |  |  |  |  | 1
| ARM HQ A4 CARSAT | Armoire HQ A4 CARSAT | CARSAT | CARSAT BATIMENT 2 | COURFO | ELECTRICITE COURANTS FORTS | ARMELE | ARMOIRE / COFFRET ELECTRIQUE |  |  |  |  | 1
| ARM HQ A5 CARSAT | Armoire HQ A5 CARSAT | CARSAT | CARSAT BATIMENT 2 | COURFO | ELECTRICITE COURANTS FORTS | ARMELE | ARMOIRE / COFFRET ELECTRIQUE |  |  |  |  | 1
| ARM HQ B1 CARSAT | Armoire HQ B1 CARSAT | CARSAT | CARSAT BATIMENT 2 | COURFO | ELECTRICITE COURANTS FORTS | ARMELE | ARMOIRE / COFFRET ELECTRIQUE |  |  |  |  | 1
| ARM HQ B2 CARSAT | Armoire HQ B2 CARSAT | CARSAT | CARSAT BATIMENT 2 | COURFO | ELECTRICITE COURANTS FORTS | ARMELE | ARMOIRE / COFFRET ELECTRIQUE |  |  |  |  | 1
| ARM HQ B3 CARSAT | Armoire HQ B3 CARSAT | CARSAT | CARSAT BATIMENT 2 | COURFO | ELECTRICITE COURANTS FORTS | ARMELE | ARMOIRE / COFFRET ELECTRIQUE |  |  |  |  | 1
| ARM HQ B4 CARSAT | Armoire HQ B4 CARSAT | CARSAT | CARSAT BATIMENT 2 | COURFO | ELECTRICITE COURANTS FORTS | ARMELE | ARMOIRE / COFFRET ELECTRIQUE |  |  |  |  | 1
| ARM HQ B5 CARSAT | Armoire HQ B5 CARSAT | CARSAT | CARSAT BATIMENT 2 | COURFO | ELECTRICITE COURANTS FORTS | ARMELE | ARMOIRE / COFFRET ELECTRIQUE |  |  |  |  | 1
| ARM HQ STS S2 CAR | Armoire HQ STS salle 2 CARSAT | CARSAT | CARSAT BATIMENT 2 | COURFO | ELECTRICITE COURANTS FORTS | ONDULE | ONDULEUR |  |  |  |  | 1
| ARM HQ STS S3 CAR | Armoire HQ STS salle 3 CARSAT | CARSAT | CARSAT BATIMENT 2 | COURFO | ELECTRICITE COURANTS FORTS | ONDULE | ONDULEUR |  |  |  |  | 1
| ARM INV CLIM AEG12 C | Armoire inverseur Clim AEG12 CARSAT | CARSAT | CARSAT BATIMENT 2 | COURFO | ELECTRICITE COURANTS FORTS | ARMELE | CLIMATISEUR/ CASSETTE A EG | EMERSON |  |  |  | 1
| ARM INV CLIM AEG15 C | Armoire inverseur Clim AEG15 CARSAT | CARSAT | CARSAT BATIMENT 2 | COURFO | ELECTRICITE COURANTS FORTS | ARMELE | CLIMATISEUR/ CASSETTE A EG | EMERSON |  |  |  | 1
| ARM INV CLIM AEG17 C | Armoire inverseur Clim AEG17 CARSAT | CARSAT | CARSAT BATIMENT 2 | COURFO | ELECTRICITE COURANTS FORTS | ARMELE | CLIMATISEUR/ CASSETTE A EG | EMERSON |  |  |  | 1
| ARM INV CLIM AEG18 C | Armoire inverseur Clim AEG18 CARSAT | CARSAT | CARSAT BATIMENT 2 | COURFO | ELECTRICITE COURANTS FORTS | ARMELE | CLIMATISEUR/ CASSETTE A EG | EMERSON |  |  |  | 1
| ARM INV CLIM AEG2 CA | Armoire inverseur Clim AEG2 CARSAT | CARSAT | CARSAT BATIMENT 2 | COURFO | ELECTRICITE COURANTS FORTS | ARMELE | CLIMATISEUR/ CASSETTE A EG | EMERSON |  |  |  | 1
| ARM INV CLIM AEG20 C | Armoire inverseur Clim AEG20 CARSAT | CARSAT | CARSAT BATIMENT 2 | COURFO | ELECTRICITE COURANTS FORTS | ARMELE | CLIMATISEUR/ CASSETTE A EG | EMERSON |  |  |  | 1
| ARM INV CLIM AEG21 C | Armoire inverseur Clim AEG21 CARSAT | CARSAT | CARSAT BATIMENT 2 | COURFO | ELECTRICITE COURANTS FORTS | ARMELE | CLIMATISEUR/ CASSETTE A EG | EMERSON |  |  |  | 1
| ARM INV CLIM AEG4 CA | Armoire inverseur Clim AEG4 CARSAT | CARSAT | CARSAT BATIMENT 2 | COURFO | ELECTRICITE COURANTS FORTS | ARMELE | CLIMATISEUR/ CASSETTE A EG | EMERSON |  |  |  | 1
| ARM INV CLIM AEG6 CA | Armoire inverseur Clim AEG6 CARSAT | CARSAT | CARSAT BATIMENT 2 | COURFO | ELECTRICITE COURANTS FORTS | ARMELE | CLIMATISEUR/ CASSETTE A EG | EMERSON |  |  |  | 1
| ARM INV CLIM AEG8 CA | Armoire inverseur Clim AEG8 CARSAT | CARSAT | CARSAT BATIMENT 2 | COURFO | ELECTRICITE COURANTS FORTS | ARMELE | CLIMATISEUR/ CASSETTE A EG | EMERSON |  |  |  | 1
| ARM INV CLIM AEG8 SI | Armoire inverseur Clim AEG8 siege | SIEGE | CTI BATIMENT 1 | COURFO | ELECTRICITE COURANTS FORTS | ARMELE | ARMOIRE / COFFRET ELECTRIQUE |  |  |  |  | 1
| ARM INV CLIM AEG9 CA | Armoire inverseur Clim AEG9 CARSAT | CARSAT | CARSAT BATIMENT 2 | COURFO | ELECTRICITE COURANTS FORTS | ARMELE | CLIMATISEUR/ CASSETTE A EG | EMERSON |  |  |  | 1
| ARM INV CLIM SIEGE | AMOIRE INVERSEUR CLIM SIEGE | SIEGE | CTI BATIMENT 1 | COURFO | ELECTRICITE COURANTS FORTS | ARMELE | ARMOIRE / COFFRET ELECTRIQUE |  |  |  |  | 1
| ARM OND HYP VOIE A S | ARM ondulé Hypocrate "Voie A" SIEGE | SIEGE | CTI BATIMENT 1 | COURFO | ELECTRICITE COURANTS FORTS | ARMELE | ARMOIRE / COFFRET ELECTRIQUE |  |  |  |  | 1
| ARM OND HYP VOIE B S | Amoire ondulé Hypocrate "Voie B" SIEGE | SIEGE | CTI BATIMENT 1 | COURFO | ELECTRICITE COURANTS FORTS | ARMELE | ARMOIRE / COFFRET ELECTRIQUE |  |  |  |  | 1
| ARM SERV B2 CARSAT | Armoire servidude batiment 2 CARSAT | CARSAT | CARSAT BATIMENT 2 | COURFO | ELECTRICITE COURANTS FORTS | ARMELE | ARMOIRE / COFFRET ELECTRIQUE |  |  |  |  | 2
| ARM SERVITUDE SIEGE | Armoire (serv. Gene.) hypocrate siege | SIEGE | CTI BATIMENT 1 | COURFO | ELECTRICITE COURANTS FORTS | ARMELE | ARMOIRE / COFFRET ELECTRIQUE |  |  |  |  | 2
| ARM TD CLIM SIEGE | Armoire TD CLIM SIEGE | SIEGE | CTI BATIMENT 1 | COURFO | ELECTRICITE COURANTS FORTS | ARMELE | ARMOIRE / COFFRET ELECTRIQUE |  |  |  |  | 1
| ARM TD CLIM CARSAT | ARM TD CLIM BAT 2 CARSAT | CARSAT | CARSAT BATIMENT 2 | COURFO | ELECTRICITE COURANTS FORTS | ARMELE | ARMOIRE / COFFRET ELECTRIQUE |  |  |  |  | 1
| ARM-DISJ-OND1-P ENG | ARM OND 1 Disjoncteur Batt. pole energie | POLENE | BATIMENT POLE ENERGIE | COURFO | ELECTRICITE COURANTS FORTS | ARMELE | ARMOIRE / COFFRET ELECTRIQUE |  |  |  |  | 1
| ARM-DISJ-OND1-P-ENER | ARM ELECTRIQUE Disjoncteur protect. Batt. 1 | POLENE | BATIMENT POLE ENERGIE | COURFO | ELECTRICITE COURANTS FORTS | ARMELE | ARMOIRE / COFFRET ELECTRIQUE |  |  |  |  | 1
| ARM-DISJ-OND2-P ENG | ARM OND 2 Disjoncteur Batt. pole energie | POLENE | BATIMENT POLE ENERGIE | COURFO | ELECTRICITE COURANTS FORTS | ARMELE | ARMOIRE / COFFRET ELECTRIQUE |  |  |  |  | 1
| ARM-ETAGE-B1-SIEGE | ARM ELECTRIQUE ETAGE BUREAU batiment 1 SIEGE | SIEGE | CTI BATIMENT 1 | COURFO | ELECTRICITE COURANTS FORTS | ARMELE | ARMOIRE / COFFRET ELECTRIQUE |  |  |  |  | 2
| ARM-GE-CA | Coffret GE Bat. CARSAT | CARSAT | CARSAT BATIMENT 2 | COURFO | ELECTRICITE COURANTS FORTS | ARMELE | ARMOIRE / COFFRET ELECTRIQUE |  |  |  |  | 1
| ARM-GE-POLENE | Armoire GE TD | POLENE | BATIMENT POLE ENERGIE | COURFO | ELECTRICITE COURANTS FORTS | ARMELE | ARMOIRE / COFFRET ELECTRIQUE |  |  |  |  | 1
| ARM-GE-REGUL POLE EN | AUTOMA. Régulation armoire GE Bat. Polene | POLENE | BATIMENT POLE ENERGIE | REGUL | REGULATION | ARMREGUL | Armoire de regulation |  |  |  |  | 1
| ARM-GE-SI | Coffret GE Bat. SIEGE | SIEGE | CTI BATIMENT 1 | COURFO | ELECTRICITE COURANTS FORTS | ARMELE | ARMOIRE / COFFRET ELECTRIQUE |  |  |  |  | 1
| ARM-SERV-B1-SIEGE | ARM ELECTRIQUE ECLAIRAGE PC GARRAGE B1 SIEGE | SIEGE | CTI BATIMENT 1 | COURFO | ELECTRICITE COURANTS FORTS | ARMELE | ARMOIRE / COFFRET ELECTRIQUE |  |  |  |  | 2
| ARM-ZB-B1-SIEGE | ARM ELECTRIQUE RDC ZONE B SIEGE | SIEGE | CTI BATIMENT 1 | COURFO | ELECTRICITE COURANTS FORTS | ARMELE | ARMOIRE / COFFRET ELECTRIQUE |  |  |  |  | 2
| ARM.DISJ.BAT OND1.SI | Armoire disj. Batteries onduleur 1 SIEGE | SIEGE | CTI BATIMENT 1 | COURFO | ELECTRICITE COURANTS FORTS | ONDULE | ONDULEUR |  |  |  |  | 1
| BAT N1 GE-POLE ENER | Bloc batteries N° 1 GE POLE ENERGIE | POLENE | BATIMENT POLE ENERGIE | COURFO | ELECTRICITE COURANTS FORTS | GRPELE | GROUPE ELECTROGENE |  |  |  |  | 1
| BAT N1 GE-SIEGE | Bloc batteries N° 1 GE SIEGE | SIEGE | CTI BATIMENT 1 | COURFO | ELECTRICITE COURANTS FORTS | GRPELE | GROUPE ELECTROGENE |  |  |  |  | 1
| BAT N1 GE1 SDMO-CAR | Bloc batteries N° 1 GE1 SDMO CARSAT | CARSAT | CARSAT BATIMENT 2 | COURFO | ELECTRICITE COURANTS FORTS | GRPELE | GROUPE ELECTROGENE |  |  |  |  | 1
| BAT N1 GE2 SDMO-CAR | Bloc batteries N° 1 GE2 SDMO CARSAT | CARSAT | CARSAT BATIMENT 2 | COURFO | ELECTRICITE COURANTS FORTS | GRPELE | GROUPE ELECTROGENE |  |  |  |  | 1
| BAT N2 GE-POLE ENER | Bloc batteries N° 2 GE POLE ENERGIE | POLENE | BATIMENT POLE ENERGIE | COURFO | ELECTRICITE COURANTS FORTS | GRPELE | GROUPE ELECTROGENE |  |  |  |  | 1
| BAT N2 GE-SIEGE | Bloc batteries N° 2 GE SIEGE | SIEGE | CTI BATIMENT 1 | COURFO | ELECTRICITE COURANTS FORTS | GRPELE | GROUPE ELECTROGENE |  |  |  |  | 1
| BAT N2 GE1 SDMO-CAR | Bloc batteries N° 2 GE1 SDMO CARSAT | CARSAT | CARSAT BATIMENT 2 | COURFO | ELECTRICITE COURANTS FORTS | GRPELE | GROUPE ELECTROGENE |  |  |  |  | 1
| BAT N2 GE2 SDMO-CAR | Bloc batteries N° 2 GE2 SDMO CARSAT | CARSAT | CARSAT BATIMENT 2 | COURFO | ELECTRICITE COURANTS FORTS | GRPELE | GROUPE ELECTROGENE |  |  |  |  | 1
| BAT-CHARGEUR CTI | Batteries chargeur cellules HT CTI | SIEGE | CTI BATIMENT 1 | COURFO | ELECTRICITE COURANTS FORTS | ARMELE | ARMOIRE / COFFRET ELECTRIQUE |  |  |  |  | 1
| BAT-OND1-POL | Batteries accumulateurs onduleur 1 | POLENE | BATIMENT POLE ENERGIE | COURFO | ELECTRICITE COURANTS FORTS | ONDULE | ONDULEUR |  |  |  |  | 1
| BAT-OND2-POL | Batteries accumulateurs onduleur 2 | POLENE | BATIMENT POLE ENERGIE | COURFO | ELECTRICITE COURANTS FORTS | ONDULE | ONDULEUR |  |  |  |  | 1
| BATT OND ABC-SI | Jeux de batterie A,B,C onduleur 2 bat 1 SIEGE | SIEGE | CTI BATIMENT 1 | COURFO | ELECTRICITE COURANTS FORTS | ONDULE | ONDULEUR |  |  |  |  | 1
| BATT OND SI | Jeux de batterie onduleur 1 batiment 1 SIEGE | SIEGE | CTI BATIMENT 1 | COURFO | ELECTRICITE COURANTS FORTS | ONDULE | ONDULEUR |  |  |  |  | 1
| BATTERIES OND A1 CAR | Batteries onduleur A1 CARSAT | CARSAT | CARSAT BATIMENT 2 | COURFO | ELECTRICITE COURANTS FORTS | ONDULE | ONDULEUR |  |  |  |  | 1
| BATTERIES OND A2 CAR | Batteries onduleur A2 CARSAT | CARSAT | CARSAT BATIMENT 2 | COURFO | ELECTRICITE COURANTS FORTS | ONDULE | ONDULEUR |  |  |  |  | 1
| BATTERIES OND B1 CAR | Batteries onduleur B1 CARSAT | CARSAT | CARSAT BATIMENT 2 | COURFO | ELECTRICITE COURANTS FORTS | ONDULE | ONDULEUR |  |  |  |  | 1
| BATTERIES OND B2 CAR | Batteries onduleur B2 CARSAT | CARSAT | CARSAT BATIMENT 2 | COURFO | ELECTRICITE COURANTS FORTS | ONDULE | ONDULEUR |  |  |  |  | 1
| ARM CLIM AEG 3 CAR | Armoire climatisation AEG 3 carsat | CARSAT | CARSAT BATIMENT 2 | CLIMAT | CLIMATISATION | CASCLI | CLIMATISEUR/ CASSETTE A EG | EMERSON | M77 | 58 | 2009 | 1
| ARM CLIM AEG 4 CAR | Armoire climatisation AEG 4 carsat | CARSAT | CARSAT BATIMENT 2 | CLIMAT | CLIMATISATION | CASCLI | CLIMATISEUR/ CASSETTE A EG | EMERSON | M77 | 58 | 2009 | 1
| CELLULE HT 1 SIEGE | Cellule Interrupteur HT 1 siege | SIEGE | CTI BATIMENT 1 | COURFO | ELECTRICITE COURANTS FORTS | CELLHT | CELLULE HAUTE TENSION | SCHEINDER | SM6 | 20KV | 2016 | 1
| CENTR DETEC EAU CAR | Centrale détection d'eau CARSAT | CARSAT | CARSAT BATIMENT 2 | CLIMAT | CLIMATISATION | DETEAU | SYSTEME DE DETECTION D'EAU |  |  |  |  | 1
| CENTR DETEC EAU SI | Centrale détection d'eau siege | SIEGE | CTI BATIMENT 1 | CLIMAT | CLIMATISATION | DETEAU | SYSTEME DE DETECTION D'EAU |  |  |  |  | 1
| CLIM-OND1-POL | CLIMATISEUR SPLIT UNITE EXTERIEURE Climatiseu | POLENE | BATIMENT POLE ENERGIE | CLIMAT | CLIMATISATION | SPLIT | CLIMATISEUR SPLIT |  |  |  |  | 1
| CLIM-OND2-POL | CLIMATISEUR SPLIT UNITE EXTERIEURE | POLENE | BATIMENT POLE ENERGIE | CLIMAT | CLIMATISATION | SPLIT | CLIMATISEUR SPLIT |  |  |  |  | 1
| COF ELEC-PPE-SI | Coffret électrique pompes SIEGE | SIEGE | CTI BATIMENT 1 | CLIMAT | CLIMATISATION | ARMELE | ARMOIRE / COFFRET ELECTRIQUE |  |  |  |  | 1
| COF ÉLEC. PPE CAR | Coffret électrique. Pompes carsat | CARSAT | CARSAT BATIMENT 2 | CLIMAT | CLIMATISATION | ARMCLI | ARMOIRE / COFFRET ELECTRIQUE |  |  |  |  | 1
| COF GTC SIEGE | Coffret gtc batiment 1 SIEGE | SIEGE | CTI BATIMENT 1 | COURFA | ELECTRICITE COURANTS FAIBLES | GTBGTC | GTB / GTC |  |  |  |  | 1
| COF GTC N2 SIEGE | Coffret gtc 2 batiment 1 SIEGE | SIEGE | CTI BATIMENT 1 | COURFA | ELECTRICITE COURANTS FAIBLES | GTBGTC | GTB / GTC |  |  |  |  | 1
| COF PC HQ RDC SIEGE | COFFRET PC HQ batiment 1 SIEGE rdc | SIEGE | CTI BATIMENT 1 | COURFO | ELECTRICITE COURANTS FORTS | ARMELE | ARMOIRE / COFFRET ELECTRIQUE |  |  |  |  | 2
| COF SYN OND 1 SIEGE | Coffret synchronisation OND 1 SIEGE | SIEGE | CTI BATIMENT 1 | COURFO | ELECTRICITE COURANTS FORTS | ONDULE | ONDULEUR |  |  |  |  | 1
| COF SYN OND 2 SIEGE | Coffret synchronisation OND 2 SIEGE | SIEGE | CTI BATIMENT 1 | COURFO | ELECTRICITE COURANTS FORTS | ONDULE | ONDULEUR |  |  |  |  | 1
| COF-PC HQ 1ET SIEGE | COFFRET PC HQ batiment 1 SIEGE 1etage | SIEGE | CTI BATIMENT 1 | COURFO | ELECTRICITE COURANTS FORTS | ARMELE | ARMOIRE / COFFRET ELECTRIQUE |  |  |  |  | 2
| CONDENSEUR ADD SIEGE | Condenseur ADD siege | SIEGE | CTI BATIMENT 1 | CLIMAT | CLIMATISATION | CASCLI | CLIMATISEUR/ CASSETTE A EG |  |  |  |  | 1
| CTA AN SIEGE | CTA air neuf siege | SIEGE | CTI BATIMENT 1 | CLIMAT | CLIMATISATION | CTACLI | CENTRALE DE TRAITEMENT D'AIR |  |  |  |  | 2
| CUV GE CARSAT | Cuve GE 500L carsat | CARSAT | CARSAT BATIMENT 2 | EQUDIV | Equipements divers | CUVFOD | CUVE FUEL |  |  |  |  | 1
| CUV GE SIEGE | Cuve GE 500L siege | SIEGE | CTI BATIMENT 1 | EQUDIV | Equipements divers | CUVFOD | CUVE FUEL |  |  |  |  | 1
| CUV PRIN GE CARSAT | Cuve fuel principale 10000 L carsat | CARSAT | CARSAT BATIMENT 2 | EQUDIV | Equipements divers | CUVFOD | CUVE FUEL |  |  |  |  | 1
| CUV PRIN GE POLE ENE | Cuve fuel principale 17000 L pole energie | POLENE | BATIMENT POLE ENERGIE | EQUDIV | Equipements divers | CUVFOD | CUVE FUEL |  |  |  |  | 1
| CUV PRIN GE SIEGE | Cuve fuel principale 10000 L siege | SIEGE | CTI BATIMENT 1 | EQUDIV | Equipements divers | CUVFOD | CUVE FUEL |  |  |  |  | 1
| CUVE GE POLE ENERGIE | Cuve GE 500L pole energie | POLENE | BATIMENT POLE ENERGIE | EQUDIV | Equipements divers | CUVFOD | CUVE FUEL |  |  |  |  | 1
| DISCONNECTEUR SIEGE | Disconnecteur siege | SIEGE | CTI BATIMENT 1 | PLBSAN | PLOMBERIE SANITAIRE | DISCON | DISCONNECTEUR |  |  |  |  | 1
| ENS BAES SIEGE | Ensemble BAES siege | SIEGE | CTI BATIMENT 1 | COURFO | ELECTRICITE COURANTS FORTS | BLOSEC | BLOCS ECLAIRAGE DE SECURITE |  |  |  |  | 2
| ENS CANALIS SIEGE | ensembles Canalis siege | SIEGE | CTI BATIMENT 1 | COURFO | ELECTRICITE COURANTS FORTS | ARMELE | ARMOIRE / COFFRET ELECTRIQUE |  |  |  |  | 1
| ENS ECL CARSAT | Ensemble éclairage carsat | CARSAT | CARSAT BATIMENT 2 | COURFO | ELECTRICITE COURANTS FORTS | ECLNOR | ECLAIRAGE NORMAL |  |  |  |  | 2
| ENS ECL SIEGE | Ensemble éclairage siege | SIEGE | CTI BATIMENT 1 | COURFO | ELECTRICITE COURANTS FORTS | ECLNOR | ECLAIRAGE NORMAL |  |  |  |  | 2
| ENS VC SIEGE | Ensemble ventilo-convecteurs siege | SIEGE | CTI BATIMENT 1 | CHAUFF | CHAUFFAGE | VENTCV | VENTILO-CONVECTEUR |  |  |  |  | 2
| EXTRACTEUR LOCAL HT | Extracteur local HT siege | SIEGE | CTI BATIMENT 1 | VENTIL | VENTILATION | EXTEMV | EXTRACTEUR (VMC, ROOF TOP,…) |  |  |  |  | 1
| CELLULE HT 2 SIEGE | Cellule interrupteur HT 2 siege | SIEGE | CTI BATIMENT 1 | COURFO | ELECTRICITE COURANTS FORTS | CELLHT | CELLULE HAUTE TENSION | SCHEINDER | SM6 | 20KV | 2016 | 1
| CELLULE HT 3 SIEGE | Cellule Interrupteur HT 3 siege | SIEGE | CTI BATIMENT 1 | COURFO | ELECTRICITE COURANTS FORTS | CELLHT | CELLULE HAUTE TENSION | SCHEINDER | SM6 | 20KV | 2016 | 1
| GE1-SDMO-CARSAT | Groupe électrogène GE1 SDMO Bat. CARSAT | CARSAT | CARSAT BATIMENT 2 | COURFO | ELECTRICITE COURANTS FORTS | GRPELE | GROUPE ELECTROGENE |  |  |  |  | 1
| GE2-SDMO-CARSAT | Groupe électrogène GE2 SDMO Bat. CARSAT | CARSAT | CARSAT BATIMENT 2 | COURFO | ELECTRICITE COURANTS FORTS | GRPELE | GROUPE ELECTROGENE |  |  |  |  | 1
| GE-POLENE | Groupe électrogène Bat. Polene | POLENE | BATIMENT POLE ENERGIE | COURFO | ELECTRICITE COURANTS FORTS | GRPELE | GROUPE ELECTROGENE | CUMMINS | C825 D5 K12K421140 | 900 KVA | 2012 | 1
| GE-SIEGE | Groupe électrogène Bat. Siege | SIEGE | CTI BATIMENT 1 | COURFO | ELECTRICITE COURANTS FORTS | GRPELE | GROUPE ELECTROGENE | CUMINS | CMT C1400 D5 C18D000952 | 1400 KVA | 2018 | 1
| GF4 CARSAT | Groupe froid TRANE GF4 a vis | CARSAT | CARSAT BATIMENT 2 | CLIMAT | CLIMATISATION | GRPECA | GROUPE FROID CODENSEUR A AIR | TRANE | RTAC | 552 KW | 2016 | 1
| GF5 CARSAT | Groupe froid TRANE GF5 a vis | CARSAT | CARSAT BATIMENT 2 | CLIMAT | CLIMATISATION | GRPECA | GROUPE FROID CODENSEUR A AIR | TRANE | RTAC | 552 KW | 2016 | 1
| GTB-GTC POLE ENERGIE | RESEAU GTB/GTC Baie informatique GTC | POLENE | BATIMENT POLE ENERGIE | COURFA | ELECTRICITE COURANTS FAIBLES | GTBGTC | GTB / GTC |  |  |  |  | 1
| GF1 CARRIER SIEGE | Groupe froid CARRIER N°1 siege | SIEGE | CTI BATIMENT 1 | CLIMAT | CLIMATISATION | GRPECA | GROUPE FROID CODENSEUR A AIR | CARRIER | 30RB | 310 KW | 2012 | 1
| GF2 CARRIER SIEGE | Groupe froid CARRIER N°2 siege | SIEGE | CTI BATIMENT 1 | CLIMAT | CLIMATISATION | GRPECA | GROUPE FROID CODENSEUR A AIR | CARRIER | 30RB | 310 KW | 2011 | 1
| OND 1- SIEGE | Onduleur N°1 Batiment 1 SIEGE | SIEGE | CTI BATIMENT 1 | COURFO | ELECTRICITE COURANTS FORTS | ONDULE | ONDULEUR | SCHNEIDER | GALAXY 700 | 500 KVA | 2009 | 1
| OND 2- SIEGE | Onduleur N°2 Batiment 1 SIEGE | SIEGE | CTI BATIMENT 1 | COURFO | ELECTRICITE COURANTS FORTS | ONDULE | ONDULEUR | SCHNEIDER | GALAXY 700 | 500 KVA | 2011 | 1
| OND A1 CARSAT | Onduleur A1 CARSAT | CARSAT | CARSAT BATIMENT 2 | COURFO | ELECTRICITE COURANTS FORTS | ONDULE | ONDULEUR | SCHNEIDER MGE | GALAXY 7000 | 500 KVA | 2010 | 1
| OND A2- CARSAT | Onduleur A2 CARSAT | CARSAT | CARSAT BATIMENT 2 | COURFO | ELECTRICITE COURANTS FORTS | ONDULE | ONDULEUR | SCHNEIDER MGE | GALAXY 7000 | 500 KVA | 2010 | 1
| OND1-POL | Onduleur 1 - POLE ENERGIE | POLENE | BATIMENT POLE ENERGIE | COURFO | ELECTRICITE COURANTS FORTS | ONDULE | ONDULEUR | VERTIV | XLS1 S1 | 400 KVA | 2018 | 1
| OND2-POL | Onduleur 2 POLE ENERGIE | POLENE | BATIMENT POLE ENERGIE | COURFO | ELECTRICITE COURANTS FORTS | ONDULE | ONDULEUR | VERTIV | XLS1 S1 | 400 KVA | 2018 | 1
| PAC CARRIER SIEGE | Pompe à chaleur CARRIER siege | SIEGE | CTI BATIMENT 1 | CLIMAT | CLIMATISATION | GRPREF | GROUPE DE REFROIDISSEMENT PAC | CARRIER | 30RQS - 140 | 314 KW | 2012 | 2
| POMP JAPY GE SIEGE | Pompe japy GE siege | SIEGE | CTI BATIMENT 1 | CHAUFF | CHAUFFAGE | PPEFOD | POMPE |  |  |  |  | 1
| POMP JAPY GE CARSAT | Pompe japy GE carsat | CARSAT | CARSAT BATIMENT 2 | CHAUFF | CHAUFFAGE | PPEFOD | POMPE |  |  |  |  | 1
| POMP JAPY GE POLE EN | Pompe japy GE pole energie | POLENE | BATIMENT POLE ENERGIE | CHAUFF | CHAUFFAGE | PPEFOD | POMPE |  |  |  |  | 1
| POMPE 1 CARSAT | Pompe 1 carsat | CARSAT | CARSAT BATIMENT 2 | CLIMAT | CLIMATISATION | PPECLI | POMPE DISTRIB CLIM |  |  |  |  | 1
| POMPE 1 KSB CARSAT | Pompe 1 KSB parking carsat | CARSAT | CARSAT BATIMENT 2 | CLIMAT | CLIMATISATION | PPECLI | POMPE DISTRIB CLIM |  |  |  |  | 1
| POMPE 2 CARSAT | Pompe 2 carsat | CARSAT | CARSAT BATIMENT 2 | CLIMAT | CLIMATISATION | PPECLI | POMPE DISTRIB CLIM |  |  |  |  | 1
| POMPE 2 KSB CARSAT | Pompe 2 KSB parking carsat | CARSAT | CARSAT BATIMENT 2 | CLIMAT | CLIMATISATION | PPECLI | POMPE DISTRIB CLIM |  |  |  |  | 1
| POMPE N°1 SIEGE | Pompe N°1 siege | SIEGE | CTI BATIMENT 1 | CLIMAT | CLIMATISATION | PPECLI | POMPE DISTRIB CLIM |  |  |  |  | 1
| POMPE N°2 SIEGE | Pompe N°2 siege | SIEGE | CTI BATIMENT 1 | CLIMAT | CLIMATISATION | PPECLI | POMPE DISTRIB CLIM |  |  |  |  | 1
| POMPE REL. 1 SIEGE | Pompe relevage N°1 siege | SIEGE | CTI BATIMENT 1 | PLBSAN | PLOMBERIE SANITAIRE | PPEREL | POMPE DE RELEVAGE |  |  |  |  | 2
| POMPE REL. 2 SIEGE | Pompe relavage N°2 siege | SIEGE | CTI BATIMENT 1 | PLBSAN | PLOMBERIE SANITAIRE | PPEREL | POMPE DE RELEVAGE |  |  |  |  | 2
| POT A BOUE SIEGE | Pot a boue Siege | SIEGE | CTI BATIMENT 1 | CLIMAT | CLIMATISATION | PPECLI | POMPE DISTRIB CLIM |  |  |  |  | 2
| PPE-CUV-GE CARSAT | Pompe double nourrice fod CARSAT | CARSAT | CARSAT BATIMENT 2 | CHAUFF | CHAUFFAGE | PPEFOD | POMPE |  |  |  |  | 1
| PPE-CUV-GE POLENERGI | Pompe double nourrice fod pole energie | POLENE | BATIMENT POLE ENERGIE | CHAUFF | CHAUFFAGE | PPEFOD | POMPE |  |  |  |  | 1
| PPE-CUV-GE SIEGE | Pompe double nourrice fod SIEGE | SIEGE | CTI BATIMENT 1 | CHAUFF | CHAUFFAGE | PPEFOD | POMPE |  |  |  |  | 1
| REDUC PRESSION SIE | Reducteur de pression siege | SIEGE | CTI BATIMENT 1 | CHAUFF | CHAUFFAGE | RESHYD | RESEAU HYDRAULIQUE |  |  |  |  | 1
| STS HQ CARSAT | STS HQ CARSAT | CARSAT | CARSAT BATIMENT 2 | COURFO | ELECTRICITE COURANTS FORTS | ONDULE | ONDULEUR | SCHNEIDER MGE | UPSILON STS | 160 A | 2013 | 1
| TD PCA CELLULE E6 | TD PCA Cellule E6 | SIEGE | CTI BATIMENT 1 | COURFO | ELECTRICITE COURANTS FORTS | ARMELE | ARMOIRE / COFFRET ELECTRIQUE |  |  |  |  | 1
| TD PCA CELLULE E7 | TD PCA Cellule E7 | SIEGE | CTI BATIMENT 1 | COURFO | ELECTRICITE COURANTS FORTS | ARMELE | ARMOIRE / COFFRET ELECTRIQUE |  |  |  |  | 1
| TGBT BYPASS OND B1 | TGBT BYPASS OND POLE ENERGIE bat1 SIEGE | SIEGE | CTI BATIMENT 1 | COURFO | ELECTRICITE COURANTS FORTS | ARMELE | ARMOIRE / COFFRET ELECTRIQUE |  |  |  |  | 1
| TGBT POLE ENERGIE | Armoire TGBT ONDULEUR voie B POLE ENERGIE | POLENE | BATIMENT POLE ENERGIE | COURFO | ELECTRICITE COURANTS FORTS | TGBT | TGBT |  |  |  |  | 1
| TGBT-A-CAR | TGBT A Bâtiment 2 CARSAT | CARSAT | CARSAT BATIMENT 2 | COURFO | ELECTRICITE COURANTS FORTS | TGBT | TGBT |  |  |  |  | 1
| TGBT-B-CAR | TGBT voie B Bâtiment 2 CARSAT | CARSAT | CARSAT BATIMENT 2 | COURFO | ELECTRICITE COURANTS FORTS | TGBT | TGBT |  |  |  |  | 1
| TGBT-GE-POLENE | TGBT (TABLEAU GENERAL BASSE TENSION) TGGE | POLENE | BATIMENT POLE ENERGIE | COURFO | ELECTRICITE COURANTS FORTS | TGBT | TGBT |  |  |  |  | 1
| TGBT1-B1-SIEGE | TGBT 1 Batiment 1 SIEGE | SIEGE | CTI BATIMENT 1 | COURFO | ELECTRICITE COURANTS FORTS | TGBT | TGBT |  |  |  |  | 1
| TGBT2-B1-SIEGE | TGBT 2 Batiment 1 SIEGE | SIEGE | CTI BATIMENT 1 | COURFO | ELECTRICITE COURANTS FORTS | TGBT | TGBT |  |  |  |  | 1
| TGBTVBHQ POLE ENERGI | ARMOIRE / COFFRET ELECTRIQUE TGBT VOIE B HQ | POLENE | BATIMENT POLE ENERGIE | COURFO | ELECTRICITE COURANTS FORTS | TGBT | TGBT |  |  |  |  | 1
| TGGE 2 POLE ENG | ARMOIRE/COFFRET ELECTRIQUE TGGE 2 pole engeri | POLENE | BATIMENT POLE ENERGIE | COURFO | ELECTRICITE COURANTS FORTS | ARMELE | ARMOIRE / COFFRET ELECTRIQUE |  |  |  |  | 1
| TGHQ A CARSAT | ARM TGHQ A BAT 2 CARSAT | CARSAT | CARSAT BATIMENT 2 | COURFO | ELECTRICITE COURANTS FORTS | ARMELE | ARMOIRE / COFFRET ELECTRIQUE |  |  |  |  | 1
| TGHQ B CARSAT | ARM TGHQ B BAT 2 CARSAT | CARSAT | CARSAT BATIMENT 2 | COURFO | ELECTRICITE COURANTS FORTS | ARMELE | ARMOIRE / COFFRET ELECTRIQUE |  |  |  |  | 1
| TGHQA-CARSAT | Armoire TGHQ A CARSAT | CARSAT | CARSAT BATIMENT 2 | COURFO | ELECTRICITE COURANTS FORTS | TGBT | TGBT |  |  |  |  | 1
| TGHQB-CA | TGHQ B Batiment 1 CARSAT | CARSAT | CARSAT BATIMENT 2 | COURFO | ELECTRICITE COURANTS FORTS | TGBT | TGBT |  |  |  |  | 1
| TGO A-SIEGE | TGO A SIEGE | SIEGE | CTI BATIMENT 1 | COURFO | ELECTRICITE COURANTS FORTS | TGBT | TGBT |  |  |  |  | 1
| TGO A1 SIEGE | TGO A1 SIEGE | SIEGE | CTI BATIMENT 1 | COURFO | ELECTRICITE COURANTS FORTS | TGBT | TGBT |  |  |  |  | 1
| TO RELEVE COMPTEURS | TO RELÈVE COMPTEURS D ENERGIE DU SITE | SIEGE | CTI BATIMENT 1 | GENERA | GENERALITES | COMPTE | COMPTEUR |  |  |  |  | 1
| TRA EAU CLARIFIC CAR | Traitement d eau clarificateur carsat | CARSAT | CARSAT BATIMENT 2 | CLIMAT | CLIMATISATION | PPECLI | POMPE DISTRIB CLIM |  |  |  |  | 2
| TRAI EAU DEGAZ CAR | Traitement d eau Degazeur carsat | CARSAT | CARSAT BATIMENT 2 | CLIMAT | CLIMATISATION | PPECLI | POMPE DISTRIB CLIM |  |  |  |  | 2
| TRANSFORMATEUR 1 | Transformateur 1250 Kva CTI | SIEGE | CTI BATIMENT 1 | COURFO | ELECTRICITE COURANTS FORTS | TRANSF | TRANSFORMATEUR | AQUITAINE TRANSFO | 1LPL521479 | 1250 KVA | 2014 | 1
| VAS EXP CARSAT | VASE EXPANSION carsat | CARSAT | CARSAT BATIMENT 2 | CLIMAT | CLIMATISATION | PPECLI | POMPE DISTRIB CLIM |  |  |  |  | 2
| VC RDC 0-01 SIEGE | ventilo-convecteurs 0-01 SIEGE | SIEGE | CTI BATIMENT 1 | CHAUFF | CHAUFFAGE | VENTCV | VENTILO-CONVECTEUR |  |  |  |  | 2
| VC RDC 0-02 SIEGE | ventilo-convecteurs 0-02 SIEGE | SIEGE | CTI BATIMENT 1 | CHAUFF | CHAUFFAGE | VENTCV | VENTILO-CONVECTEUR |  |  |  |  | 2
| VC RDC 0-03 SIEGE | ventilo-convecteurs 0-03 SIEGE | SIEGE | CTI BATIMENT 1 | CHAUFF | CHAUFFAGE | VENTCV | VENTILO-CONVECTEUR |  |  |  |  | 2
| VC RDC 0-04 SIEGE | ventilo-convecteurs 0-04 SIEGE | SIEGE | CTI BATIMENT 1 | CHAUFF | CHAUFFAGE | VENTCV | VENTILO-CONVECTEUR |  |  |  |  | 2
| VC RDC 0-05 SIEGE | ventilo-convecteurs 0-05 SIEGE | SIEGE | CTI BATIMENT 1 | CHAUFF | CHAUFFAGE | VENTCV | VENTILO-CONVECTEUR |  |  |  |  | 2
| VC RDC 0-06-A SIEGE | ventilo-convecteurs 0-06-A SIEGE | SIEGE | CTI BATIMENT 1 | CHAUFF | CHAUFFAGE | VENTCV | VENTILO-CONVECTEUR |  |  |  |  | 2
| VC RDC 0-06-B SIEGE | ventilo-convecteurs 0-06-B SIEGE | SIEGE | CTI BATIMENT 1 | CHAUFF | CHAUFFAGE | VENTCV | VENTILO-CONVECTEUR |  |  |  |  | 2
| VC RDC 0-07- SIEGE | ventilo-convecteurs 0-07 SIEGE | SIEGE | CTI BATIMENT 1 | CHAUFF | CHAUFFAGE | VENTCV | VENTILO-CONVECTEUR |  |  |  |  | 2
| VC RDC 0-08- SIEGE | ventilo-convecteurs 0-08 SIEGE | SIEGE | CTI BATIMENT 1 | CHAUFF | CHAUFFAGE | VENTCV | VENTILO-CONVECTEUR |  |  |  |  | 2
| VC RDC 0-09- SIEGE | ventilo-convecteurs 0-09 SIEGE | SIEGE | CTI BATIMENT 1 | CHAUFF | CHAUFFAGE | VENTCV | VENTILO-CONVECTEUR |  |  |  |  | 2
| VC RDC 0-10- SIEGE | ventilo-convecteurs 0-10 SIEGE | SIEGE | CTI BATIMENT 1 | CHAUFF | CHAUFFAGE | VENTCV | VENTILO-CONVECTEUR |  |  |  |  | 2
| VC RDC 0-11- SIEGE | ventilo-convecteurs 0-11 SIEGE | SIEGE | CTI BATIMENT 1 | CHAUFF | CHAUFFAGE | VENTCV | VENTILO-CONVECTEUR |  |  |  |  | 2
| VC RDC 0-12-A SIEGE | ventilo-convecteurs 0-12-A SIEGE | SIEGE | CTI BATIMENT 1 | CHAUFF | CHAUFFAGE | VENTCV | VENTILO-CONVECTEUR |  |  |  |  | 2
| VC RDC 0-12-B SIEGE | ventilo-convecteurs 0-12-B SIEGE | SIEGE | CTI BATIMENT 1 | CHAUFF | CHAUFFAGE | VENTCV | VENTILO-CONVECTEUR |  |  |  |  | 2
| VENTEX-GE-POLENE | VENTILATEUR EXTRACTION Ventilateur local GE | POLENE | BATIMENT POLE ENERGIE | VENTIL | VENTILATION | VENTEX | VENTILATEUR D'EXTRACTION |  |  |  |  | 1
| ARM CLIM AEG 4 CAR | Armoire climatisation AEG 4 carsat | CARSAT | CARSAT BATIMENT 2 | CLIMAT | CASCLI | CASCLI | CLIMATISEUR/ CASSETTE A EG | EMERSON | L90UC | 53.5 | 2010 | 1

## LISTES EQUIPEMENTS 2026
[15 empty] | 0 | => INCIDENT BLOQUANT | [33 empty] | 0 | => INCIDENT BLOQUANT | [30 empty] | 0 | => INCIDENT BLOQUANT | [33 empty] | 0 | => INCIDENT BLOQUANT | [32 empty] | 0 | => INCIDENT BLOQUANT | [33 empty] | 0 | => INCIDENT BLOQUANT | [32 empty] | 0 | => INCIDENT BLOQUANT | [33 empty] | 0 | => INCIDENT BLOQUANT | [33 empty] | 0 | => INCIDENT BLOQUANT | [32 empty] | 0 | => INCIDENT BLOQUANT | [33 empty] | 0 | => INCIDENT BLOQUANT | [32 empty] | 0 | => INCIDENT BLOQUANT
[15 empty] | 0.5 | => INCIDENT NON BLOQUANT | [33 empty] | 0.5 | => INCIDENT NON BLOQUANT | [30 empty] | 0.5 | => INCIDENT NON BLOQUANT | [33 empty] | 0.5 | => INCIDENT NON BLOQUANT | [32 empty] | 0.5 | => INCIDENT NON BLOQUANT | [33 empty] | 0.5 | => INCIDENT NON BLOQUANT | [32 empty] | 0.5 | => INCIDENT NON BLOQUANT | [33 empty] | 0.5 | => INCIDENT NON BLOQUANT | [33 empty] | 0.5 | => INCIDENT NON BLOQUANT | [32 empty] | 0.5 | => INCIDENT NON BLOQUANT | [33 empty] | 0.5 | => INCIDENT NON BLOQUANT | [32 empty] | 0.5 | => INCIDENT NON BLOQUANT
[15 empty] | 1 | => PAS D'INCIDENT | [33 empty] | 1 | => PAS D'INCIDENT | [30 empty] | 1 | => PAS D'INCIDENT | [33 empty] | 1 | => PAS D'INCIDENT | [32 empty] | 1 | => PAS D'INCIDENT | [33 empty] | 1 | => PAS D'INCIDENT | [32 empty] | 1 | => PAS D'INCIDENT | [33 empty] | 1 | => PAS D'INCIDENT | [33 empty] | 1 | => PAS D'INCIDENT | [32 empty] | 1 | => PAS D'INCIDENT | [33 empty] | 1 | => PAS D'INCIDENT | [32 empty] | 1 | => PAS D'INCIDENT
[15 empty] | LISTE DES INCIDENTS SUR LES EQUIPEMENTS DU CTI TOULOUSE | [34 empty] | LISTE DES INCIDENTS SUR LES EQUIPEMENTS DU CTI TOULOUSE | [31 empty] | LISTE DES INCIDENTS SUR LES EQUIPEMENTS DU CTI TOULOUSE | [34 empty] | LISTE DES INCIDENTS SUR LES EQUIPEMENTS DU CTI TOULOUSE | [33 empty] | LISTE DES INCIDENTS SUR LES EQUIPEMENTS DU CTI TOULOUSE | [34 empty] | LISTE DES INCIDENTS SUR LES EQUIPEMENTS DU CTI TOULOUSE | [33 empty] | LISTE DES INCIDENTS SUR LES EQUIPEMENTS DU CTI TOULOUSE | [34 empty] | LISTE DES INCIDENTS SUR LES EQUIPEMENTS DU CTI TOULOUSE | [34 empty] | LISTE DES INCIDENTS SUR LES EQUIPEMENTS DU CTI TOULOUSE | [33 empty] | LISTE DES INCIDENTS SUR LES EQUIPEMENTS DU CTI TOULOUSE | [34 empty] | LISTE DES INCIDENTS SUR LES EQUIPEMENTS DU CTI TOULOUSE | [33 empty] | LISTE DES INCIDENTS SUR LES EQUIPEMENTS DU CTI TOULOUSE
EQUIPEMENTS DU CTI TOULOUSE | [14 empty] | 2027-01-01 | [34 empty] | 2027-02-01 | [31 empty] | 2027-03-01 | [34 empty] | 2027-04-01 | [33 empty] | 2027-05-01 | [34 empty] | 2027-06-01 | [33 empty] | 2027-07-01 | [34 empty] | 2027-08-01 | [34 empty] | 2027-09-01 | [33 empty] | 2027-10-01 | [34 empty] | 2027-11-01 | [33 empty] | 2027-12-01 | [34 empty] | RECAP ANNEE 2027
| Code equipement | Libellé equipement | Code bâtiment | Libellé bâtiment | Code domaine | Libellé domaine | Code famille | Libellé famille | Marque | Modèle / Type | Puissance | Années | Catégories | Quantités | 2027-01-01 | 2027-01-02 | 2027-01-03 | 2027-01-04 | 2027-01-05 | 2027-01-06 | 2027-01-07 | 2027-01-08 | 2027-01-09 | 2027-01-10 | 2027-01-11 | 2027-01-12 | 2027-01-13 | 2027-01-14 | 2027-01-15 | 2027-01-16 | 2027-01-17 | 2027-01-18 | 2027-01-19 | 2027-01-20 | 2027-01-21 | 2027-01-22 | 2027-01-23 | 2027-01-24 | 2027-01-25 | 2027-01-26 | 2027-01-27 | 2027-01-28 | 2027-01-29 | 2027-01-30 | 2027-01-31 | INCIDENTS NON BLOQUANTS | INCIDENTS BLOQUANTS | COMMENTAIRES | Disponibilité | 2027-02-01 | 2027-02-02 | 2027-02-03 | 2027-02-04 | 2027-02-05 | 2027-02-06 | 2027-02-07 | 2027-02-08 | 2027-02-09 | 2027-02-10 | 2027-02-11 | 2027-02-12 | 2027-02-13 | 2027-02-14 | 2027-02-15 | 2027-02-16 | 2027-02-17 | 2027-02-18 | 2027-02-19 | 2027-02-20 | 2027-02-21 | 2027-02-22 | 2027-02-23 | 2027-02-24 | 2027-02-25 | 2027-02-26 | 2027-02-27 | 2027-02-28 | INCIDENTS NON BLOQUANTS | INCIDENTS BLOQUANTS | COMMENTAIRES | Disponibilité | 2027-03-01 | 2027-03-02 | 2027-03-03 | 2027-03-04 | 2027-03-05 | 2027-03-06 | 2027-03-07 | 2027-03-08 | 2027-03-09 | 2027-03-10 | 2027-03-11 | 2027-03-12 | 2027-03-13 | 2027-03-14 | 2027-03-15 | 2027-03-16 | 2027-03-17 | 2027-03-18 | 2027-03-19 | 2027-03-20 | 2027-03-21 | 2027-03-22 | 2027-03-23 | 2027-03-24 | 2027-03-25 | 2027-03-26 | 2027-03-27 | 2027-03-28 | 2027-03-29 | 2027-03-30 | 2027-03-31 | INCIDENTS NON BLOQUANTS | INCIDENTS BLOQUANTS | COMMENTAIRES | Disponibilité | 2027-04-01 | 2027-04-02 | 2027-04-03 | 2027-04-04 | 2027-04-05 | 2027-04-06 | 2027-04-07 | 2027-04-08 | 2027-04-09 | 2027-04-10 | 2027-04-11 | 2027-04-12 | 2027-04-13 | 2027-04-14 | 2027-04-15 | 2027-04-16 | 2027-04-17 | 2027-04-18 | 2027-04-19 | 2027-04-20 | 2027-04-21 | 2027-04-22 | 2027-04-23 | 2027-04-24 | 2027-04-25 | 2027-04-26 | 2027-04-27 | 2027-04-28 | 2027-04-29 | 2027-04-30 | INCIDENTS NON BLOQUANTS | INCIDENTS BLOQUANTS | COMMENTAIRES | Disponibilité | 2027-05-01 | 2027-05-02 | 2027-05-03 | 2027-05-04 | 2027-05-05 | 2027-05-06 | 2027-05-07 | 2027-05-08 | 2027-05-09 | 2027-05-10 | 2027-05-11 | 2027-05-12 | 2027-05-13 | 2027-05-14 | 2027-05-15 | 2027-05-16 | 2027-05-17 | 2027-05-18 | 2027-05-19 | 2027-05-20 | 2027-05-21 | 2027-05-22 | 2027-05-23 | 2027-05-24 | 2027-05-25 | 2027-05-26 | 2027-05-27 | 2027-05-28 | 2027-05-29 | 2027-05-30 | 2027-05-31 | INCIDENTS NON BLOQUANTS | INCIDENTS BLOQUANTS | COMMENTAIRES | Disponibilité | 2027-06-01 | 2027-06-02 | 2027-06-03 | 2027-06-04 | 2027-06-05 | 2027-06-06 | 2027-06-07 | 2027-06-08 | 2027-06-09 | 2027-06-10 | 2027-06-11 | 2027-06-12 | 2027-06-13 | 2027-06-14 | 2027-06-15 | 2027-06-16 | 2027-06-17 | 2027-06-18 | 2027-06-19 | 2027-06-20 | 2027-06-21 | 2027-06-22 | 2027-06-23 | 2027-06-24 | 2027-06-25 | 2027-06-26 | 2027-06-27 | 2027-06-28 | 2027-06-29 | 2027-06-30 | INCIDENTS NON BLOQUANTS | INCIDENTS BLOQUANTS | COMMENTAIRES | Disponibilité | 2027-07-01 | 2027-07-02 | 2027-07-03 | 2027-07-04 | 2027-07-05 | 2027-07-06 | 2027-07-07 | 2027-07-08 | 2027-07-09 | 2027-07-10 | 2027-07-11 | 2027-07-12 | 2027-07-13 | 2027-07-14 | 2027-07-15 | 2027-07-16 | 2027-07-17 | 2027-07-18 | 2027-07-19 | 2027-07-20 | 2027-07-21 | 2027-07-22 | 2027-07-23 | 2027-07-24 | 2027-07-25 | 2027-07-26 | 2027-07-27 | 2027-07-28 | 2027-07-29 | 2027-07-30 | 2027-07-31 | INCIDENTS NON BLOQUANTS | INCIDENTS BLOQUANTS | COMMENTAIRES | Disponibilité | 2027-08-01 | 2027-08-02 | 2027-08-03 | 2027-08-04 | 2027-08-05 | 2027-08-06 | 2027-08-07 | 2027-08-08 | 2027-08-09 | 2027-08-10 | 2027-08-11 | 2027-08-12 | 2027-08-13 | 2027-08-14 | 2027-08-15 | 2027-08-16 | 2027-08-17 | 2027-08-18 | 2027-08-19 | 2027-08-20 | 2027-08-21 | 2027-08-22 | 2027-08-23 | 2027-08-24 | 2027-08-25 | 2027-08-26 | 2027-08-27 | 2027-08-28 | 2027-08-29 | 2027-08-30 | 2027-08-31 | INCIDENTS NON BLOQUANTS | INCIDENTS BLOQUANTS | COMMENTAIRES | Disponibilité | 2027-09-01 | 2027-09-02 | 2027-09-03 | 2027-09-04 | 2027-09-05 | 2027-09-06 | 2027-09-07 | 2027-09-08 | 2027-09-09 | 2027-09-10 | 2027-09-11 | 2027-09-12 | 2027-09-13 | 2027-09-14 | 2027-09-15 | 2027-09-16 | 2027-09-17 | 2027-09-18 | 2027-09-19 | 2027-09-20 | 2027-09-21 | 2027-09-22 | 2027-09-23 | 2027-09-24 | 2027-09-25 | 2027-09-26 | 2027-09-27 | 2027-09-28 | 2027-09-29 | 2027-09-30 | INCIDENTS NON BLOQUANTS | INCIDENTS BLOQUANTS | COMMENTAIRES | Disponibilité | 2027-10-01 | 2027-10-02 | 2027-10-03 | 2027-10-04 | 2027-10-05 | 2027-10-06 | 2027-10-07 | 2027-10-08 | 2027-10-09 | 2027-10-10 | 2027-10-11 | 2027-10-12 | 2027-10-13 | 2027-10-14 | 2027-10-15 | 2027-10-16 | 2027-10-17 | 2027-10-18 | 2027-10-19 | 2027-10-20 | 2027-10-21 | 2027-10-22 | 2027-10-23 | 2027-10-24 | 2027-10-25 | 2027-10-26 | 2027-10-27 | 2027-10-28 | 2027-10-29 | 2027-10-30 | 2027-10-31 | INCIDENTS NON BLOQUANTS | INCIDENTS BLOQUANTS | COMMENTAIRES | Disponibilité | 2027-11-01 | 2027-11-02 | 2027-11-03 | 2027-11-04 | 2027-11-05 | 2027-11-06 | 2027-11-07 | 2027-11-08 | 2027-11-09 | 2027-11-10 | 2027-11-11 | 2027-11-12 | 2027-11-13 | 2027-11-14 | 2027-11-15 | 2027-11-16 | 2027-11-17 | 2027-11-18 | 2027-11-19 | 2027-11-20 | 2027-11-21 | 2027-11-22 | 2027-11-23 | 2027-11-24 | 2027-11-25 | 2027-11-26 | 2027-11-27 | 2027-11-28 | 2027-11-29 | 2027-11-30 | INCIDENTS NON BLOQUANTS | INCIDENTS BLOQUANTS | COMMENTAIRES | Disponibilité | 2027-12-01 | 2027-12-02 | 2027-12-03 | 2027-12-04 | 2027-12-05 | 2027-12-06 | 2027-12-07 | 2027-12-08 | 2027-12-09 | 2027-12-10 | 2027-12-11 | 2027-12-12 | 2027-12-13 | 2027-12-14 | 2027-12-15 | 2027-12-16 | 2027-12-17 | 2027-12-18 | 2027-12-19 | 2027-12-20 | 2027-12-21 | 2027-12-22 | 2027-12-23 | 2027-12-24 | 2027-12-25 | 2027-12-26 | 2027-12-27 | 2027-12-28 | 2027-12-29 | 2027-12-30 | 2027-12-31 | INCIDENTS NON BLOQUANTS | INCIDENTS BLOQUANTS | COMMENTAIRES | Disponibilité | INCIDENTS NON BLOQUANTS | INCIDENTS BLOQUANTS | COMMENTAIRES | Disponibilité
LISTING CVC BAT 1 | [45 empty] | 0 | 0 |  | 100% | 1 | 1 | 1 | 1 | 1 | 1 | 1 | 1 | 1 | 1 | 1 | 1 | 1 | 1 | 1 | 1 | 1 | 1 | 1 | 1 | 1 | 1 | 1 | 1 | 1 | 1 | 1 | 1 | 0 | 0 |  | 100% | 1 | 1 | 1 | 1 | 1 | 1 | 1 | 1 | 1 | 1 | 1 | 1 | 1 | 1 | 1 | 1 | 1 | 1 | 1 | 1 | 1 | 1 | 1 | 1 | 1 | 1 | 1 | 1 | 1 | 1 | 1 | 0 | 0 |  | 100% | 1 | 1 | 1 | 1 | 1 | 1 | 1 | 1 | 1 | 1 | 1 | 1 | 1 | 1 | 1 | 1 | 1 | 1 | 1 | 1 | 1 | 1 | 1 | 1 | 1 | 1 | 1 | 1 | 1 | 1 | 0 | 0 |  | 100% | 1 | 1 | 1 | 1 | 1 | 1 | 1 | 1 | 1 | 1 | 1 | 1 | 1 | 1 | 1 | 1 | 1 | 1 | 1 | 1 | 1 | 1 | 1 | 1 | 1 | 1 | 1 | 1 | 1 | 1 | 1 | 0 | 0 |  | 100% | 1 | 1 | 1 | 1 | 1 | 1 | 1 | 1 | 1 | 1 | 1 | 1 | 1 | 1 | 1 | 1 | 1 | 1 | 1 | 1 | 1 | 1 | 1 | 1 | 1 | 1 | 1 | 1 | 1 | 1 | 0 | 0 |  | 100% | 1 | 1 | 1 | 1 | 1 | 1 | 1 | 1 | 1 | 1 | 1 | 1 | 1 | 1 | 1 | 1 | 1 | 1 | 1 | 1 | 1 | 1 | 1 | 1 | 1 | 1 | 1 | 1 | 1 | 1 | 1 | 0 | 0 |  | 100% | 1 | 1 | 1 | 1 | 1 | 1 | 1 | 1 | 1 | 1 | 1 | 1 | 1 | 1 | 1 | 1 | 1 | 1 | 1 | 1 | 1 | 1 | 1 | 1 | 1 | 1 | 1 | 1 | 1 | 1 | 1 | 0 | 0 |  | 100% | 1 | 1 | 1 | 1 | 1 | 1 | 1 | 1 | 1 | 1 | 1 | 1 | 1 | 1 | 1 | 1 | 1 | 1 | 1 | 1 | 1 | 1 | 1 | 1 | 1 | 1 | 1 | 1 | 1 | 1 | 0 | 0 |  | 100% | 1 | 1 | 1 | 1 | 1 | 1 | 1 | 1 | 1 | 1 | 1 | 1 | 1 | 1 | 1 | 1 | 1 | 1 | 1 | 1 | 1 | 1 | 1 | 1 | 1 | 1 | 1 | 1 | 1 | 1 | 1 | 0 | 0 |  | 100% | 1 | 1 | 1 | 1 | 1 | 1 | 1 | 1 | 1 | 1 | 1 | 1 | 1 | 1 | 1 | 1 | 1 | 1 | 1 | 1 | 1 | 1 | 1 | 1 | 1 | 1 | 1 | 1 | 1 | 1 | 0 | 0 |  | 100% | 1 | 1 | 1 | 1 | 1 | 1 | 1 | 1 | 1 | 1 | 1 | 1 | 1 | 1 | 1 | 1 | 1 | 1 | 1 | 1 | 1 | 1 | 1 | 1 | 1 | 1 | 1 | 1 | 1 | 1 | 1 | 0 | 0 |  | 100% | 0 | 0 |  | 100% | bar: 2027-01-01 to 2027-01-31
| ARM CLIM AEG 1 SIEGE | Armoire climatisation AEG 1 | SIEGE | BAT 1 SALLE 1 RDC | CLIMAT | CLIMATISATION | ARMCLI | CLIMATISEUR/ CASSETTE A EG | EMERSON | HPM L90UC N°SER:9340930003 | 53.5 | 2015 | 1 | 1 | [31 empty] | 0 | 0 |  | 100% | 1 | 1 | 1 | 1 | 1 | 1 | 1 | 1 | 1 | 1 | 1 | 1 | 1 | 1 | 1 | 1 | 1 | 1 | 1 | 1 | 1 | 1 | 1 | 1 | 1 | 1 | 1 | 1 | 0 | 0 |  | 100% | 1 | 1 | 1 | 1 | 1 | 1 | 1 | 1 | 1 | 1 | 1 | 1 | 1 | 1 | 1 | 1 | 1 | 1 | 1 | 1 | 1 | 1 | 1 | 1 | 1 | 1 | 1 | 1 | 1 | 1 | 1 | 0 | 0 |  | 100% | 1 | 1 | 1 | 1 | 1 | 1 | 1 | 1 | 1 | 1 | 1 | 1 | 1 | 1 | 1 | 1 | 1 | 1 | 1 | 1 | 1 | 1 | 1 | 1 | 1 | 1 | 1 | 1 | 1 | 1 | 0 | 0 |  | 100% | 1 | 1 | 1 | 1 | 1 | 1 | 1 | 1 | 1 | 1 | 1 | 1 | 1 | 1 | 1 | 1 | 1 | 1 | 1 | 1 | 1 | 1 | 1 | 1 | 1 | 1 | 1 | 1 | 1 | 1 | 1 | 0 | 0 |  | 100% | 1 | 1 | 1 | 1 | 1 | 1 | 1 | 1 | 1 | 1 | 1 | 1 | 1 | 1 | 1 | 1 | 1 | 1 | 1 | 1 | 1 | 1 | 1 | 1 | 1 | 1 | 1 | 1 | 1 | 1 | 0 | 0 |  | 100% | 1 | 1 | 1 | 1 | 1 | 1 | 1 | 1 | 1 | 1 | 1 | 1 | 1 | 1 | 1 | 1 | 1 | 1 | 1 | 1 | 1 | 1 | 1 | 1 | 1 | 1 | 1 | 1 | 1 | 1 | 1 | 0 | 0 |  | 100% | 1 | 1 | 1 | 1 | 1 | 1 | 1 | 1 | 1 | 1 | 1 | 1 | 1 | 1 | 1 | 1 | 1 | 1 | 1 | 1 | 1 | 1 | 1 | 1 | 1 | 1 | 1 | 1 | 1 | 1 | 1 | 0 | 0 |  | 100% | 1 | 1 | 1 | 1 | 1 | 1 | 1 | 1 | 1 | 1 | 1 | 1 | 1 | 1 | 1 | 1 | 1 | 1 | 1 | 1 | 1 | 1 | 1 | 1 | 1 | 1 | 1 | 1 | 1 | 1 | 0 | 0 |  | 100% | 1 | 1 | 1 | 1 | 1 | 1 | 1 | 1 | 1 | 1 | 1 | 1 | 1 | 1 | 1 | 1 | 1 | 1 | 1 | 1 | 1 | 1 | 1 | 1 | 1 | 1 | 1 | 1 | 1 | 1 | 1 | 0 | 0 |  | 100% | 1 | 1 | 1 | 1 | 1 | 1 | 1 | 1 | 1 | 1 | 1 | 1 | 1 | 1 | 1 | 1 | 1 | 1 | 1 | 1 | 1 | 1 | 1 | 1 | 1 | 1 | 1 | 1 | 1 | 1 | 0 | 0 |  | 100% | 1 | 1 | 1 | 1 | 1 | 1 | 1 | 1 | 1 | 1 | 1 | 1 | 1 | 1 | 1 | 1 | 1 | 1 | 1 | 1 | 1 | 1 | 1 | 1 | 1 | 1 | 1 | 1 | 1 | 1 | 1 | 0 | 0 |  | 100% | 0 | 0 |  | 100% | bar: 2027-01-01 to 2027-01-31
| ARM CLIM AEG 2 SIEGE | Armoire climatisation AEG 2 | SIEGE | BAT 1 SALLE 1 RDC | CLIMAT | CLIMATISATION | ARMCLI | CLIMATISEUR/ CASSETTE A EG | EMERSON | HPM L90UC N°SER:9340940001 | 53.5 | 2015 | 1 | 1 | [31 empty] | 0 | 0 |  | 100% | 1 | 1 | 1 | 1 | 1 | 1 | 1 | 1 | 1 | 1 | 1 | 1 | 1 | 1 | 1 | 1 | 1 | 1 | 1 | 1 | 1 | 1 | 1 | 1 | 1 | 1 | 1 | 1 | 0 | 0 |  | 100% | 1 | 1 | 1 | 1 | 1 | 1 | 1 | 1 | 1 | 1 | 1 | 1 | 1 | 1 | 1 | 1 | 1 | 1 | 1 | 1 | 1 | 1 | 1 | 1 | 1 | 1 | 1 | 1 | 1 | 1 | 1 | 0 | 0 |  | 100% | 1 | 1 | 1 | 1 | 1 | 1 | 1 | 1 | 1 | 1 | 1 | 1 | 1 | 1 | 1 | 1 | 1 | 1 | 1 | 1 | 1 | 1 | 1 | 1 | 1 | 1 | 1 | 1 | 1 | 1 | 0 | 0 |  | 100% | 1 | 1 | 1 | 1 | 1 | 1 | 1 | 1 | 1 | 1 | 1 | 1 | 1 | 1 | 1 | 1 | 1 | 1 | 1 | 1 | 1 | 1 | 1 | 1 | 1 | 1 | 1 | 1 | 1 | 1 | 1 | 0 | 0 |  | 100% | 1 | 1 | 1 | 1 | 1 | 1 | 1 | 1 | 1 | 1 | 1 | 1 | 1 | 1 | 1 | 1 | 1 | 1 | 1 | 1 | 1 | 1 | 1 | 1 | 1 | 1 | 1 | 1 | 1 | 1 | 0 | 0 |  | 100% | 1 | 1 | 1 | 1 | 1 | 1 | 1 | 1 | 1 | 1 | 1 | 1 | 1 | 1 | 1 | 1 | 1 | 1 | 1 | 1 | 1 | 1 | 1 | 1 | 1 | 1 | 1 | 1 | 1 | 1 | 1 | 0 | 0 |  | 100% | 1 | 1 | 1 | 1 | 1 | 1 | 1 | 1 | 1 | 1 | 1 | 1 | 1 | 1 | 1 | 1 | 1 | 1 | 1 | 1 | 1 | 1 | 1 | 1 | 1 | 1 | 1 | 1 | 1 | 1 | 1 | 0 | 0 |  | 100% | 1 | 1 | 1 | 1 | 1 | 1 | 1 | 1 | 1 | 1 | 1 | 1 | 1 | 1 | 1 | 1 | 1 | 1 | 1 | 1 | 1 | 1 | 1 | 1 | 1 | 1 | 1 | 1 | 1 | 1 | 0 | 0 |  | 100% | 1 | 1 | 1 | 1 | 1 | 1 | 1 | 1 | 1 | 1 | 1 | 1 | 1 | 1 | 1 | 1 | 1 | 1 | 1 | 1 | 1 | 1 | 1 | 1 | 1 | 1 | 1 | 1 | 1 | 1 | 1 | 0 | 0 |  | 100% | 1 | 1 | 1 | 1 | 1 | 1 | 1 | 1 | 1 | 1 | 1 | 1 | 1 | 1 | 1 | 1 | 1 | 1 | 1 | 1 | 1 | 1 | 1 | 1 | 1 | 1 | 1 | 1 | 1 | 1 | 0 | 0 |  | 100% | 1 | 1 | 1 | 1 | 1 | 1 | 1 | 1 | 1 | 1 | 1 | 1 | 1 | 1 | 1 | 1 | 1 | 1 | 1 | 1 | 1 | 1 | 1 | 1 | 1 | 1 | 1 | 1 | 1 | 1 | 1 | 0 | 0 |  | 100% | 0 | 0 |  | 100% | bar: 2027-01-01 to 2027-01-31
| ARM CLIM AEG 3 SIEGE | Armoire climatisation AEG 3 | SIEGE | BAT 1 SALLE 2 RDC | CLIMAT | CLIMATISATION | ARMCLI | CLIMATISEUR/ CASSETTE A EG | EMERSON | HPM L90UC N°SER:9340940003 | 53.5 | 2015 | 1 | 1 | [31 empty] | 0 | 0 |  | 100% | 1 | 1 | 1 | 1 | 1 | 1 | 1 | 1 | 1 | 1 | 1 | 1 | 1 | 1 | 1 | 1 | 1 | 1 | 1 | 1 | 1 | 1 | 1 | 1 | 1 | 1 | 1 | 1 | 0 | 0 |  | 100% | 1 | 1 | 1 | 1 | 1 | 1 | 1 | 1 | 1 | 1 | 1 | 1 | 1 | 1 | 1 | 1 | 1 | 1 | 1 | 1 | 1 | 1 | 1 | 1 | 1 | 1 | 1 | 1 | 1 | 1 | 1 | 0 | 0 |  | 100% | 1 | 1 | 1 | 1 | 1 | 1 | 1 | 1 | 1 | 1 | 1 | 1 | 1 | 1 | 1 | 1 | 1 | 1 | 1 | 1 | 1 | 1 | 1 | 1 | 1 | 1 | 1 | 1 | 1 | 1 | 0 | 0 |  | 100% | 1 | 1 | 1 | 1 | 1 | 1 | 1 | 1 | 1 | 1 | 1 | 1 | 1 | 1 | 1 | 1 | 1 | 1 | 1 | 1 | 1 | 1 | 1 | 1 | 1 | 1 | 1 | 1 | 1 | 1 | 1 | 0 | 0 |  | 100% | 1 | 1 | 1 | 1 | 1 | 1 | 1 | 1 | 1 | 1 | 1 | 1 | 1 | 1 | 1 | 1 | 1 | 1 | 1 | 1 | 1 | 1 | 1 | 1 | 1 | 1 | 1 | 1 | 1 | 1 | 0 | 0 |  | 100% | 1 | 1 | 1 | 1 | 1 | 1 | 1 | 1 | 1 | 1 | 1 | 1 | 1 | 1 | 1 | 1 | 1 | 1 | 1 | 1 | 1 | 1 | 1 | 1 | 1 | 1 | 1 | 1 | 1 | 1 | 1 | 0 | 0 |  | 100% | 1 | 1 | 1 | 1 | 1 | 1 | 1 | 1 | 1 | 1 | 1 | 1 | 1 | 1 | 1 | 1 | 1 | 1 | 1 | 1 | 1 | 1 | 1 | 1 | 1 | 1 | 1 | 1 | 1 | 1 | 1 | 0 | 0 |  | 100% | 1 | 1 | 1 | 1 | 1 | 1 | 1 | 1 | 1 | 1 | 1 | 1 | 1 | 1 | 1 | 1 | 1 | 1 | 1 | 1 | 1 | 1 | 1 | 1 | 1 | 1 | 1 | 1 | 1 | 1 | 0 | 0 |  | 100% | 1 | 1 | 1 | 1 | 1 | 1 | 1 | 1 | 1 | 1 | 1 | 1 | 1 | 1 | 1 | 1 | 1 | 1 | 1 | 1 | 1 | 1 | 1 | 1 | 1 | 1 | 1 | 1 | 1 | 1 | 1 | 0 | 0 |  | 100% | 1 | 1 | 1 | 1 | 1 | 1 | 1 | 1 | 1 | 1 | 1 | 1 | 1 | 1 | 1 | 1 | 1 | 1 | 1 | 1 | 1 | 1 | 1 | 1 | 1 | 1 | 1 | 1 | 1 | 1 | 0 | 0 |  | 100% | 1 | 1 | 1 | 1 | 1 | 1 | 1 | 1 | 1 | 1 | 1 | 1 | 1 | 1 | 1 | 1 | 1 | 1 | 1 | 1 | 1 | 1 | 1 | 1 | 1 | 1 | 1 | 1 | 1 | 1 | 1 | 0 | 0 |  | 100% | 0 | 0 |  | 100% | bar: 2027-01-01 to 2027-01-31
| ARM CLIM AEG 4 SIEGE | Armoire climatisation AEG 4 | SIEGE | BAT 1 SALLE 1 RDC | CLIMAT | CLIMATISATION | ARMCLI | CLIMATISEUR/ CASSETTE A EG | EMERSON | HPM L90UC N°SER: 9340930001 | 53.5 | 2010 | 1 | 1 | [31 empty] | 0 | 0 |  | 100% | 1 | 1 | 1 | 1 | 1 | 1 | 1 | 1 | 1 | 1 | 1 | 1 | 1 | 1 | 1 | 1 | 1 | 1 | 1 | 1 | 1 | 1 | 1 | 1 | 1 | 1 | 1 | 1 | 0 | 0 |  | 100% | 1 | 1 | 1 | 1 | 1 | 1 | 1 | 1 | 1 | 1 | 1 | 1 | 1 | 1 | 1 | 1 | 1 | 1 | 1 | 1 | 1 | 1 | 1 | 1 | 1 | 1 | 1 | 1 | 1 | 1 | 1 | 0 | 0 |  | 100% | 1 | 1 | 1 | 1 | 1 | 1 | 1 | 1 | 1 | 1 | 1 | 1 | 1 | 1 | 1 | 1 | 1 | 1 | 1 | 1 | 1 | 1 | 1 | 1 | 1 | 1 | 1 | 1 | 1 | 1 | 0 | 0 |  | 100% | 1 | 1 | 1 | 1 | 1 | 1 | 1 | 1 | 1 | 1 | 1 | 1 | 1 | 1 | 1 | 1 | 1 | 1 | 1 | 1 | 1 | 1 | 1 | 1 | 1 | 1 | 1 | 1 | 1 | 1 | 1 | 0 | 0 |  | 100% | 1 | 1 | 1 | 1 | 1 | 1 | 1 | 1 | 1 | 1 | 1 | 1 | 1 | 1 | 1 | 1 | 1 | 1 | 1 | 1 | 1 | 1 | 1 | 1 | 1 | 1 | 1 | 1 | 1 | 1 | 0 | 0 |  | 100% | 1 | 1 | 1 | 1 | 1 | 1 | 1 | 1 | 1 | 1 | 1 | 1 | 1 | 1 | 1 | 1 | 1 | 1 | 1 | 1 | 1 | 1 | 1 | 1 | 1 | 1 | 1 | 1 | 1 | 1 | 1 | 0 | 0 |  | 100% | 1 | 1 | 1 | 1 | 1 | 1 | 1 | 1 | 1 | 1 | 1 | 1 | 1 | 1 | 1 | 1 | 1 | 1 | 1 | 1 | 1 | 1 | 1 | 1 | 1 | 1 | 1 | 1 | 1 | 1 | 1 | 0 | 0 |  | 100% | 1 | 1 | 1 | 1 | 1 | 1 | 1 | 1 | 1 | 1 | 1 | 1 | 1 | 1 | 1 | 1 | 1 | 1 | 1 | 1 | 1 | 1 | 1 | 1 | 1 | 1 | 1 | 1 | 1 | 1 | 0 | 0 |  | 100% | 1 | 1 | 1 | 1 | 1 | 1 | 1 | 1 | 1 | 1 | 1 | 1 | 1 | 1 | 1 | 1 | 1 | 1 | 1 | 1 | 1 | 1 | 1 | 1 | 1 | 1 | 1 | 1 | 1 | 1 | 1 | 0 | 0 |  | 100% | 1 | 1 | 1 | 1 | 1 | 1 | 1 | 1 | 1 | 1 | 1 | 1 | 1 | 1 | 1 | 1 | 1 | 1 | 1 | 1 | 1 | 1 | 1 | 1 | 1 | 1 | 1 | 1 | 1 | 1 | 0 | 0 |  | 100% | 1 | 1 | 1 | 1 | 1 | 1 | 1 | 1 | 1 | 1 | 1 | 1 | 1 | 1 | 1 | 1 | 1 | 1 | 1 | 1 | 1 | 1 | 1 | 1 | 1 | 1 | 1 | 1 | 1 | 1 | 1 | 0 | 0 |  | 100% | 0 | 0 |  | 100% | bar: 2027-01-01 to 2027-01-31
| ARM CLIM AEG 5 SIEGE | Armoire climatisation AEG 5 | SIEGE | BAT 1 SALLE 1 RDC | CLIMAT | CLIMATISATION | ARMCLI | CLIMATISEUR/ CASSETTE A EG | EMERSON | HPM L90UC N°SER:9340930002 | 53.5 | 2015 | 1 | 1 | [31 empty] | 0 | 0 |  | 100% | 1 | 1 | 1 | 1 | 1 | 1 | 1 | 1 | 1 | 1 | 1 | 1 | 1 | 1 | 1 | 1 | 1 | 1 | 1 | 1 | 1 | 1 | 1 | 1 | 1 | 1 | 1 | 1 | 0 | 0 |  | 100% | 1 | 1 | 1 | 1 | 1 | 1 | 1 | 1 | 1 | 1 | 1 | 1 | 1 | 1 | 1 | 1 | 1 | 1 | 1 | 1 | 1 | 1 | 1 | 1 | 1 | 1 | 1 | 1 | 1 | 1 | 1 | 0 | 0 |  | 100% | 1 | 1 | 1 | 1 | 1 | 1 | 1 | 1 | 1 | 1 | 1 | 1 | 1 | 1 | 1 | 1 | 1 | 1 | 1 | 1 | 1 | 1 | 1 | 1 | 1 | 1 | 1 | 1 | 1 | 1 | 0 | 0 |  | 100% | 1 | 1 | 1 | 1 | 1 | 1 | 1 | 1 | 1 | 1 | 1 | 1 | 1 | 1 | 1 | 1 | 1 | 1 | 1 | 1 | 1 | 1 | 1 | 1 | 1 | 1 | 1 | 1 | 1 | 1 | 1 | 0 | 0 |  | 100% | 1 | 1 | 1 | 1 | 1 | 1 | 1 | 1 | 1 | 1 | 1 | 1 | 1 | 1 | 1 | 1 | 1 | 1 | 1 | 1 | 1 | 1 | 1 | 1 | 1 | 1 | 1 | 1 | 1 | 1 | 0 | 0 |  | 100% | 1 | 1 | 1 | 1 | 1 | 1 | 1 | 1 | 1 | 1 | 1 | 1 | 1 | 1 | 1 | 1 | 1 | 1 | 1 | 1 | 1 | 1 | 1 | 1 | 1 | 1 | 1 | 1 | 1 | 1 | 1 | 0 | 0 |  | 100% | 1 | 1 | 1 | 1 | 1 | 1 | 1 | 1 | 1 | 1 | 1 | 1 | 1 | 1 | 1 | 1 | 1 | 1 | 1 | 1 | 1 | 1 | 1 | 1 | 1 | 1 | 1 | 1 | 1 | 1 | 1 | 0 | 0 |  | 100% | 1 | 1 | 1 | 1 | 1 | 1 | 1 | 1 | 1 | 1 | 1 | 1 | 1 | 1 | 1 | 1 | 1 | 1 | 1 | 1 | 1 | 1 | 1 | 1 | 1 | 1 | 1 | 1 | 1 | 1 | 0 | 0 |  | 100% | 1 | 1 | 1 | 1 | 1 | 1 | 1 | 1 | 1 | 1 | 1 | 1 | 1 | 1 | 1 | 1 | 1 | 1 | 1 | 1 | 1 | 1 | 1 | 1 | 1 | 1 | 1 | 1 | 1 | 1 | 1 | 0 | 0 |  | 100% | 1 | 1 | 1 | 1 | 1 | 1 | 1 | 1 | 1 | 1 | 1 | 1 | 1 | 1 | 1 | 1 | 1 | 1 | 1 | 1 | 1 | 1 | 1 | 1 | 1 | 1 | 1 | 1 | 1 | 1 | 0 | 0 |  | 100% | 1 | 1 | 1 | 1 | 1 | 1 | 1 | 1 | 1 | 1 | 1 | 1 | 1 | 1 | 1 | 1 | 1 | 1 | 1 | 1 | 1 | 1 | 1 | 1 | 1 | 1 | 1 | 1 | 1 | 1 | 1 | 0 | 0 |  | 100% | 0 | 0 |  | 100% | bar: 2027-01-01 to 2027-01-31
| ARM CLIM AEG 6 SIEGE | Armoire climatisation AEG 6 | SIEGE | BAT 1 SALLE 10 N-1 | CLIMAT | CLIMATISATION | ARMCLI | CLIMATISEUR/ CASSETTE A EG | LIEBERT | HPM L90uc N°SER:9340940002 | 53.5 | 2016 | 1 | 1 | [31 empty] | 0 | 0 |  | 100% | 1 | 1 | 1 | 1 | 1 | 1 | 1 | 1 | 1 | 1 | 1 | 1 | 1 | 1 | 1 | 1 | 1 | 1 | 1 | 1 | 1 | 1 | 1 | 1 | 1 | 1 | 1 | 1 | 0 | 0 |  | 100% | 1 | 1 | 1 | 1 | 1 | 1 | 1 | 1 | 1 | 1 | 1 | 1 | 1 | 1 | 1 | 1 | 1 | 1 | 1 | 1 | 1 | 1 | 1 | 1 | 1 | 1 | 1 | 1 | 1 | 1 | 1 | 0 | 0 |  | 100% | 1 | 1 | 1 | 1 | 1 | 1 | 1 | 1 | 1 | 1 | 1 | 1 | 1 | 1 | 1 | 1 | 1 | 1 | 1 | 1 | 1 | 1 | 1 | 1 | 1 | 1 | 1 | 1 | 1 | 1 | 0 | 0 |  | 100% | 1 | 1 | 1 | 1 | 1 | 1 | 1 | 1 | 1 | 1 | 1 | 1 | 1 | 1 | 1 | 1 | 1 | 1 | 1 | 1 | 1 | 1 | 1 | 1 | 1 | 1 | 1 | 1 | 1 | 1 | 1 | 0 | 0 |  | 100% | 1 | 1 | 1 | 1 | 1 | 1 | 1 | 1 | 1 | 1 | 1 | 1 | 1 | 1 | 1 | 1 | 1 | 1 | 1 | 1 | 1 | 1 | 1 | 1 | 1 | 1 | 1 | 1 | 1 | 1 | 0 | 0 |  | 100% | 1 | 1 | 1 | 1 | 1 | 1 | 1 | 1 | 1 | 1 | 1 | 1 | 1 | 1 | 1 | 1 | 1 | 1 | 1 | 1 | 1 | 1 | 1 | 1 | 1 | 1 | 1 | 1 | 1 | 1 | 1 | 0 | 0 |  | 100% | 1 | 1 | 1 | 1 | 1 | 1 | 1 | 1 | 1 | 1 | 1 | 1 | 1 | 1 | 1 | 1 | 1 | 1 | 1 | 1 | 1 | 1 | 1 | 1 | 1 | 1 | 1 | 1 | 1 | 1 | 1 | 0 | 0 |  | 100% | 1 | 1 | 1 | 1 | 1 | 1 | 1 | 1 | 1 | 1 | 1 | 1 | 1 | 1 | 1 | 1 | 1 | 1 | 1 | 1 | 1 | 1 | 1 | 1 | 1 | 1 | 1 | 1 | 1 | 1 | 0 | 0 |  | 100% | 1 | 1 | 1 | 1 | 1 | 1 | 1 | 1 | 1 | 1 | 1 | 1 | 1 | 1 | 1 | 1 | 1 | 1 | 1 | 1 | 1 | 1 | 1 | 1 | 1 | 1 | 1 | 1 | 1 | 1 | 1 | 0 | 0 |  | 100% | 1 | 1 | 1 | 1 | 1 | 1 | 1 | 1 | 1 | 1 | 1 | 1 | 1 | 1 | 1 | 1 | 1 | 1 | 1 | 1 | 1 | 1 | 1 | 1 | 1 | 1 | 1 | 1 | 1 | 1 | 0 | 0 |  | 100% | 1 | 1 | 1 | 1 | 1 | 1 | 1 | 1 | 1 | 1 | 1 | 1 | 1 | 1 | 1 | 1 | 1 | 1 | 1 | 1 | 1 | 1 | 1 | 1 | 1 | 1 | 1 | 1 | 1 | 1 | 1 | 0 | 0 |  | 100% | 0 | 0 |  | 100% | bar: 2027-01-01 to 2027-01-31
| ARM CLIM AEG 7 SIEGE | Armoire climatisation AEG 7 | SIEGE | BAT 1 PIECE 11 N-1 | CLIMAT | CLIMATISATION | ARMCLI | CLIMATISEUR/ CASSETTE A EG | LIEBERT | HPM S29 N°SER:11077110002 | 53.5 | 2009 | 1 | 1 | [31 empty] | 0 | 0 |  | 100% | 1 | 1 | 1 | 1 | 1 | 1 | 1 | 1 | 1 | 1 | 1 | 1 | 1 | 1 | 1 | 1 | 1 | 1 | 1 | 1 | 1 | 1 | 1 | 1 | 1 | 1 | 1 | 1 | 0 | 0 |  | 100% | 1 | 1 | 1 | 1 | 1 | 1 | 1 | 1 | 1 | 1 | 1 | 1 | 1 | 1 | 1 | 1 | 1 | 1 | 1 | 1 | 1 | 1 | 1 | 1 | 1 | 1 | 1 | 1 | 1 | 1 | 1 | 0 | 0 |  | 100% | 1 | 1 | 1 | 1 | 1 | 1 | 1 | 1 | 1 | 1 | 1 | 1 | 1 | 1 | 1 | 1 | 1 | 1 | 1 | 1 | 1 | 1 | 1 | 1 | 1 | 1 | 1 | 1 | 1 | 1 | 0 | 0 |  | 100% | 1 | 1 | 1 | 1 | 1 | 1 | 1 | 1 | 1 | 1 | 1 | 1 | 1 | 1 | 1 | 1 | 1 | 1 | 1 | 1 | 1 | 1 | 1 | 1 | 1 | 1 | 1 | 1 | 1 | 1 | 1 | 0 | 0 |  | 100% | 1 | 1 | 1 | 1 | 1 | 1 | 1 | 1 | 1 | 1 | 1 | 1 | 1 | 1 | 1 | 1 | 1 | 1 | 1 | 1 | 1 | 1 | 1 | 1 | 1 | 1 | 1 | 1 | 1 | 1 | 0 | 0 |  | 100% | 1 | 1 | 1 | 1 | 1 | 1 | 1 | 1 | 1 | 1 | 1 | 1 | 1 | 1 | 1 | 1 | 1 | 1 | 1 | 1 | 1 | 1 | 1 | 1 | 1 | 1 | 1 | 1 | 1 | 1 | 1 | 0 | 0 |  | 100% | 1 | 1 | 1 | 1 | 1 | 1 | 1 | 1 | 1 | 1 | 1 | 1 | 1 | 1 | 1 | 1 | 1 | 1 | 1 | 1 | 1 | 1 | 1 | 1 | 1 | 1 | 1 | 1 | 1 | 1 | 1 | 0 | 0 |  | 100% | 1 | 1 | 1 | 1 | 1 | 1 | 1 | 1 | 1 | 1 | 1 | 1 | 1 | 1 | 1 | 1 | 1 | 1 | 1 | 1 | 1 | 1 | 1 | 1 | 1 | 1 | 1 | 1 | 1 | 1 | 0 | 0 |  | 100% | 1 | 1 | 1 | 1 | 1 | 1 | 1 | 1 | 1 | 1 | 1 | 1 | 1 | 1 | 1 | 1 | 1 | 1 | 1 | 1 | 1 | 1 | 1 | 1 | 1 | 1 | 1 | 1 | 1 | 1 | 1 | 0 | 0 |  | 100% | 1 | 1 | 1 | 1 | 1 | 1 | 1 | 1 | 1 | 1 | 1 | 1 | 1 | 1 | 1 | 1 | 1 | 1 | 1 | 1 | 1 | 1 | 1 | 1 | 1 | 1 | 1 | 1 | 1 | 1 | 0 | 0 |  | 100% | 1 | 1 | 1 | 1 | 1 | 1 | 1 | 1 | 1 | 1 | 1 | 1 | 1 | 1 | 1 | 1 | 1 | 1 | 1 | 1 | 1 | 1 | 1 | 1 | 1 | 1 | 1 | 1 | 1 | 1 | 1 | 0 | 0 |  | 100% | 0 | 0 |  | 100% | bar: 2027-01-01 to 2027-01-31
| ARM CLIM AEG 8 SIEGE | Armoire climatisation AEG 8 | SIEGE | BAT 1 PIECE 5 N-1 | CLIMAT | CLIMATISATION | ARMCLI | CLIMATISEUR/ CASSETTE A EG | LIEBERT | HPM S29 N°SER:11077110001 | 53.5 | 2015 | 1 | 1 | [31 empty] | 0 | 0 |  | 100% | 1 | 1 | 1 | 1 | 1 | 1 | 1 | 1 | 1 | 1 | 1 | 1 | 1 | 1 | 1 | 1 | 1 | 1 | 1 | 1 | 1 | 1 | 1 | 1 | 1 | 1 | 1 | 1 | 0 | 0 |  | 100% | 1 | 1 | 1 | 1 | 1 | 1 | 1 | 1 | 1 | 1 | 1 | 1 | 1 | 1 | 1 | 1 | 1 | 1 | 1 | 1 | 1 | 1 | 1 | 1 | 1 | 1 | 1 | 1 | 1 | 1 | 1 | 0 | 0 |  | 100% | 1 | 1 | 1 | 1 | 1 | 1 | 1 | 1 | 1 | 1 | 1 | 1 | 1 | 1 | 1 | 1 | 1 | 1 | 1 | 1 | 1 | 1 | 1 | 1 | 1 | 1 | 1 | 1 | 1 | 1 | 0 | 0 |  | 100% | 1 | 1 | 1 | 1 | 1 | 1 | 1 | 1 | 1 | 1 | 1 | 1 | 1 | 1 | 1 | 1 | 1 | 1 | 1 | 1 | 1 | 1 | 1 | 1 | 1 | 1 | 1 | 1 | 1 | 1 | 1 | 0 | 0 |  | 100% | 1 | 1 | 1 | 1 | 1 | 1 | 1 | 1 | 1 | 1 | 1 | 1 | 1 | 1 | 1 | 1 | 1 | 1 | 1 | 1 | 1 | 1 | 1 | 1 | 1 | 1 | 1 | 1 | 1 | 1 | 0 | 0 |  | 100% | 1 | 1 | 1 | 1 | 1 | 1 | 1 | 1 | 1 | 1 | 1 | 1 | 1 | 1 | 1 | 1 | 1 | 1 | 1 | 1 | 1 | 1 | 1 | 1 | 1 | 1 | 1 | 1 | 1 | 1 | 1 | 0 | 0 |  | 100% | 1 | 1 | 1 | 1 | 1 | 1 | 1 | 1 | 1 | 1 | 1 | 1 | 1 | 1 | 1 | 1 | 1 | 1 | 1 | 1 | 1 | 1 | 1 | 1 | 1 | 1 | 1 | 1 | 1 | 1 | 1 | 0 | 0 |  | 100% | 1 | 1 | 1 | 1 | 1 | 1 | 1 | 1 | 1 | 1 | 1 | 1 | 1 | 1 | 1 | 1 | 1 | 1 | 1 | 1 | 1 | 1 | 1 | 1 | 1 | 1 | 1 | 1 | 1 | 1 | 0 | 0 |  | 100% | 1 | 1 | 1 | 1 | 1 | 1 | 1 | 1 | 1 | 1 | 1 | 1 | 1 | 1 | 1 | 1 | 1 | 1 | 1 | 1 | 1 | 1 | 1 | 1 | 1 | 1 | 1 | 1 | 1 | 1 | 1 | 0 | 0 |  | 100% | 1 | 1 | 1 | 1 | 1 | 1 | 1 | 1 | 1 | 1 | 1 | 1 | 1 | 1 | 1 | 1 | 1 | 1 | 1 | 1 | 1 | 1 | 1 | 1 | 1 | 1 | 1 | 1 | 1 | 1 | 0 | 0 |  | 100% | 1 | 1 | 1 | 1 | 1 | 1 | 1 | 1 | 1 | 1 | 1 | 1 | 1 | 1 | 1 | 1 | 1 | 1 | 1 | 1 | 1 | 1 | 1 | 1 | 1 | 1 | 1 | 1 | 1 | 1 | 1 | 0 | 0 |  | 100% | 0 | 0 |  | 100% | bar: 2027-01-01 to 2027-01-31
| ARM CLIM AEG 9 SIEGE | Armoire climatisation AEG 9 | SIEGE | BAT 1 SALLE 4 RDC | CLIMAT | CLIMATISATION | ARMCLI | CLIMATISEUR/ CASSETTE A EG | LIEBERT | PH025HCL N°SER:021134000001 | 27.6 | 2021 | 1 | 1 | [31 empty] | 0 | 0 |  | 100% | 1 | 1 | 1 | 1 | 1 | 1 | 1 | 1 | 1 | 1 | 1 | 1 | 1 | 1 | 1 | 1 | 1 | 1 | 1 | 1 | 1 | 1 | 1 | 1 | 1 | 1 | 1 | 1 | 0 | 0 |  | 100% | 1 | 1 | 1 | 1 | 1 | 1 | 1 | 1 | 1 | 1 | 1 | 1 | 1 | 1 | 1 | 1 | 1 | 1 | 1 | 1 | 1 | 1 | 1 | 1 | 1 | 1 | 1 | 1 | 1 | 1 | 1 | 0 | 0 |  | 100% | 1 | 1 | 1 | 1 | 1 | 1 | 1 | 1 | 1 | 1 | 1 | 1 | 1 | 1 | 1 | 1 | 1 | 1 | 1 | 1 | 1 | 1 | 1 | 1 | 1 | 1 | 1 | 1 | 1 | 1 | 0 | 0 |  | 100% | 1 | 1 | 1 | 1 | 1 | 1 | 1 | 1 | 1 | 1 | 1 | 1 | 1 | 1 | 1 | 1 | 1 | 1 | 1 | 1 | 1 | 1 | 1 | 1 | 1 | 1 | 1 | 1 | 1 | 1 | 1 | 0 | 0 |  | 100% | 1 | 1 | 1 | 1 | 1 | 1 | 1 | 1 | 1 | 1 | 1 | 1 | 1 | 1 | 1 | 1 | 1 | 1 | 1 | 1 | 1 | 1 | 1 | 1 | 1 | 1 | 1 | 1 | 1 | 1 | 0 | 0 |  | 100% | 1 | 1 | 1 | 1 | 1 | 1 | 1 | 1 | 1 | 1 | 1 | 1 | 1 | 1 | 1 | 1 | 1 | 1 | 1 | 1 | 1 | 1 | 1 | 1 | 1 | 1 | 1 | 1 | 1 | 1 | 1 | 0 | 0 |  | 100% | 1 | 1 | 1 | 1 | 1 | 1 | 1 | 1 | 1 | 1 | 1 | 1 | 1 | 1 | 1 | 1 | 1 | 1 | 1 | 1 | 1 | 1 | 1 | 1 | 1 | 1 | 1 | 1 | 1 | 1 | 1 | 0 | 0 |  | 100% | 1 | 1 | 1 | 1 | 1 | 1 | 1 | 1 | 1 | 1 | 1 | 1 | 1 | 1 | 1 | 1 | 1 | 1 | 1 | 1 | 1 | 1 | 1 | 1 | 1 | 1 | 1 | 1 | 1 | 1 | 0 | 0 |  | 100% | 1 | 1 | 1 | 1 | 1 | 1 | 1 | 1 | 1 | 1 | 1 | 1 | 1 | 1 | 1 | 1 | 1 | 1 | 1 | 1 | 1 | 1 | 1 | 1 | 1 | 1 | 1 | 1 | 1 | 1 | 1 | 0 | 0 |  | 100% | 1 | 1 | 1 | 1 | 1 | 1 | 1 | 1 | 1 | 1 | 1 | 1 | 1 | 1 | 1 | 1 | 1 | 1 | 1 | 1 | 1 | 1 | 1 | 1 | 1 | 1 | 1 | 1 | 1 | 1 | 0 | 0 |  | 100% | 1 | 1 | 1 | 1 | 1 | 1 | 1 | 1 | 1 | 1 | 1 | 1 | 1 | 1 | 1 | 1 | 1 | 1 | 1 | 1 | 1 | 1 | 1 | 1 | 1 | 1 | 1 | 1 | 1 | 1 | 1 | 0 | 0 |  | 100% | 0 | 0 |  | 100% | bar: 2027-01-01 to 2027-01-31
| ARM CLIM AEG 10 SIEGE | Armoire climatisation AEG 10 | SIEGE | BAT 1 BANDOTEQUE | CLIMAT | CLIMATISATION | ARMCLI | CLIMATISEUR/ CASSETTE A EG | LIEBERT | PW025 N°SER:025128160001 | 27.6 | 2022 | 1 | 1 | [31 empty] | 0 | 0 |  | 100% | 1 | 1 | 1 | 1 | 1 | 1 | 1 | 1 | 1 | 1 | 1 | 1 | 1 | 1 | 1 | 1 | 1 | 1 | 1 | 1 | 1 | 1 | 1 | 1 | 1 | 1 | 1 | 1 | 0 | 0 |  | 100% | 1 | 1 | 1 | 1 | 1 | 1 | 1 | 1 | 1 | 1 | 1 | 1 | 1 | 1 | 1 | 1 | 1 | 1 | 1 | 1 | 1 | 1 | 1 | 1 | 1 | 1 | 1 | 1 | 1 | 1 | 1 | 0 | 0 |  | 100% | 1 | 1 | 1 | 1 | 1 | 1 | 1 | 1 | 1 | 1 | 1 | 1 | 1 | 1 | 1 | 1 | 1 | 1 | 1 | 1 | 1 | 1 | 1 | 1 | 1 | 1 | 1 | 1 | 1 | 1 | 0 | 0 |  | 100% | 1 | 1 | 1 | 1 | 1 | 1 | 1 | 1 | 1 | 1 | 1 | 1 | 1 | 1 | 1 | 1 | 1 | 1 | 1 | 1 | 1 | 1 | 1 | 1 | 1 | 1 | 1 | 1 | 1 | 1 | 1 | 0 | 0 |  | 100% | 1 | 1 | 1 | 1 | 1 | 1 | 1 | 1 | 1 | 1 | 1 | 1 | 1 | 1 | 1 | 1 | 1 | 1 | 1 | 1 | 1 | 1 | 1 | 1 | 1 | 1 | 1 | 1 | 1 | 1 | 0 | 0 |  | 100% | 1 | 1 | 1 | 1 | 1 | 1 | 1 | 1 | 1 | 1 | 1 | 1 | 1 | 1 | 1 | 1 | 1 | 1 | 1 | 1 | 1 | 1 | 1 | 1 | 1 | 1 | 1 | 1 | 1 | 1 | 1 | 0 | 0 |  | 100% | 1 | 1 | 1 | 1 | 1 | 1 | 1 | 1 | 1 | 1 | 1 | 1 | 1 | 1 | 1 | 1 | 1 | 1 | 1 | 1 | 1 | 1 | 1 | 1 | 1 | 1 | 1 | 1 | 1 | 1 | 1 | 0 | 0 |  | 100% | 1 | 1 | 1 | 1 | 1 | 1 | 1 | 1 | 1 | 1 | 1 | 1 | 1 | 1 | 1 | 1 | 1 | 1 | 1 | 1 | 1 | 1 | 1 | 1 | 1 | 1 | 1 | 1 | 1 | 1 | 0 | 0 |  | 100% | 1 | 1 | 1 | 1 | 1 | 1 | 1 | 1 | 1 | 1 | 1 | 1 | 1 | 1 | 1 | 1 | 1 | 1 | 1 | 1 | 1 | 1 | 1 | 1 | 1 | 1 | 1 | 1 | 1 | 1 | 1 | 0 | 0 |  | 100% | 1 | 1 | 1 | 1 | 1 | 1 | 1 | 1 | 1 | 1 | 1 | 1 | 1 | 1 | 1 | 1 | 1 | 1 | 1 | 1 | 1 | 1 | 1 | 1 | 1 | 1 | 1 | 1 | 1 | 1 | 0 | 0 |  | 100% | 1 | 1 | 1 | 1 | 1 | 1 | 1 | 1 | 1 | 1 | 1 | 1 | 1 | 1 | 1 | 1 | 1 | 1 | 1 | 1 | 1 | 1 | 1 | 1 | 1 | 1 | 1 | 1 | 1 | 1 | 1 | 0 | 0 |  | 100% | 0 | 0 |  | 100% | bar: 2027-01-01 to 2027-01-31
| ARM CLIM ADD 1 SIEGE | Armoire climatisation ADD 1 | SIEGE | BAT 1 SALLE 1 RDC | CLIMAT | CLIMATISATION | ARMCLI | CLIMATISEUR/ CASSETTE DETENTE DIRECTE | VERTIV/EMERSON | HPM M41UA N°SER:10166090001 | 41 | 2010 | 1 | 1 | [31 empty] | 0 | 0 |  | 100% | 1 | 1 | 1 | 1 | 1 | 1 | 1 | 1 | 1 | 1 | 1 | 1 | 1 | 1 | 1 | 1 | 1 | 1 | 1 | 1 | 1 | 1 | 1 | 1 | 1 | 1 | 1 | 1 | 0 | 0 |  | 100% | 1 | 1 | 1 | 1 | 1 | 1 | 1 | 1 | 1 | 1 | 1 | 1 | 1 | 1 | 1 | 1 | 1 | 1 | 1 | 1 | 1 | 1 | 1 | 1 | 1 | 1 | 1 | 1 | 1 | 1 | 1 | 0 | 0 |  | 100% | 1 | 1 | 1 | 1 | 1 | 1 | 1 | 1 | 1 | 1 | 1 | 1 | 1 | 1 | 1 | 1 | 1 | 1 | 1 | 1 | 1 | 1 | 1 | 1 | 1 | 1 | 1 | 1 | 1 | 1 | 0 | 0 |  | 100% | 1 | 1 | 1 | 1 | 1 | 1 | 1 | 1 | 1 | 1 | 1 | 1 | 1 | 1 | 1 | 1 | 1 | 1 | 1 | 1 | 1 | 1 | 1 | 1 | 1 | 1 | 1 | 1 | 1 | 1 | 1 | 0 | 0 |  | 100% | 1 | 1 | 1 | 1 | 1 | 1 | 1 | 1 | 1 | 1 | 1 | 1 | 1 | 1 | 1 | 1 | 1 | 1 | 1 | 1 | 1 | 1 | 1 | 1 | 1 | 1 | 1 | 1 | 1 | 1 | 0 | 0 |  | 100% | 1 | 1 | 1 | 1 | 1 | 1 | 1 | 1 | 1 | 1 | 1 | 1 | 1 | 1 | 1 | 1 | 1 | 1 | 1 | 1 | 1 | 1 | 1 | 1 | 1 | 1 | 1 | 1 | 1 | 1 | 1 | 0 | 0 |  | 100% | 1 | 1 | 1 | 1 | 1 | 1 | 1 | 1 | 1 | 1 | 1 | 1 | 1 | 1 | 1 | 1 | 1 | 1 | 1 | 1 | 1 | 1 | 1 | 1 | 1 | 1 | 1 | 1 | 1 | 1 | 1 | 0 | 0 |  | 100% | 1 | 1 | 1 | 1 | 1 | 1 | 1 | 1 | 1 | 1 | 1 | 1 | 1 | 1 | 1 | 1 | 1 | 1 | 1 | 1 | 1 | 1 | 1 | 1 | 1 | 1 | 1 | 1 | 1 | 1 | 0 | 0 |  | 100% | 1 | 1 | 1 | 1 | 1 | 1 | 1 | 1 | 1 | 1 | 1 | 1 | 1 | 1 | 1 | 1 | 1 | 1 | 1 | 1 | 1 | 1 | 1 | 1 | 1 | 1 | 1 | 1 | 1 | 1 | 1 | 0 | 0 |  | 100% | 1 | 1 | 1 | 1 | 1 | 1 | 1 | 1 | 1 | 1 | 1 | 1 | 1 | 1 | 1 | 1 | 1 | 1 | 1 | 1 | 1 | 1 | 1 | 1 | 1 | 1 | 1 | 1 | 1 | 1 | 0 | 0 |  | 100% | 1 | 1 | 1 | 1 | 1 | 1 | 1 | 1 | 1 | 1 | 1 | 1 | 1 | 1 | 1 | 1 | 1 | 1 | 1 | 1 | 1 | 1 | 1 | 1 | 1 | 1 | 1 | 1 | 1 | 1 | 1 | 0 | 0 |  | 100% | 0 | 0 |  | 100% | bar: 2027-01-01 to 2027-01-31
| ARM CLIM ADD 2 SIEGE | Armoire climatisation ADD 2 | SIEGE | BAT 1 SALLE 1 RDC | CLIMAT | CLIMATISATION | ARMCLI | CLIMATISEUR/ CASSETTE DETENTE DIRECTE | VERTIV/EMERSON | HPM M41UA N°SER:10166100001 | 41 | 2011 | 1 | 1 | [31 empty] | 0 | 0 |  | 100% | 1 | 1 | 1 | 1 | 1 | 1 | 1 | 1 | 1 | 1 | 1 | 1 | 1 | 1 | 1 | 1 | 1 | 1 | 1 | 1 | 1 | 1 | 1 | 1 | 1 | 1 | 1 | 1 | 0 | 0 |  | 100% | 1 | 1 | 1 | 1 | 1 | 1 | 1 | 1 | 1 | 1 | 1 | 1 | 1 | 1 | 1 | 1 | 1 | 1 | 1 | 1 | 1 | 1 | 1 | 1 | 1 | 1 | 1 | 1 | 1 | 1 | 1 | 0 | 0 |  | 100% | 1 | 1 | 1 | 1 | 1 | 1 | 1 | 1 | 1 | 1 | 1 | 1 | 1 | 1 | 1 | 1 | 1 | 1 | 1 | 1 | 1 | 1 | 1 | 1 | 1 | 1 | 1 | 1 | 1 | 1 | 0 | 0 |  | 100% | 1 | 1 | 1 | 1 | 1 | 1 | 1 | 1 | 1 | 1 | 1 | 1 | 1 | 1 | 1 | 1 | 1 | 1 | 1 | 1 | 1 | 1 | 1 | 1 | 1 | 1 | 1 | 1 | 1 | 1 | 1 | 0 | 0 |  | 100% | 1 | 1 | 1 | 1 | 1 | 1 | 1 | 1 | 1 | 1 | 1 | 1 | 1 | 1 | 1 | 1 | 1 | 1 | 1 | 1 | 1 | 1 | 1 | 1 | 1 | 1 | 1 | 1 | 1 | 1 | 0 | 0 |  | 100% | 1 | 1 | 1 | 1 | 1 | 1 | 1 | 1 | 1 | 1 | 1 | 1 | 1 | 1 | 1 | 1 | 1 | 1 | 1 | 1 | 1 | 1 | 1 | 1 | 1 | 1 | 1 | 1 | 1 | 1 | 1 | 0 | 0 |  | 100% | 1 | 1 | 1 | 1 | 1 | 1 | 1 | 1 | 1 | 1 | 1 | 1 | 1 | 1 | 1 | 1 | 1 | 1 | 1 | 1 | 1 | 1 | 1 | 1 | 1 | 1 | 1 | 1 | 1 | 1 | 1 | 0 | 0 |  | 100% | 1 | 1 | 1 | 1 | 1 | 1 | 1 | 1 | 1 | 1 | 1 | 1 | 1 | 1 | 1 | 1 | 1 | 1 | 1 | 1 | 1 | 1 | 1 | 1 | 1 | 1 | 1 | 1 | 1 | 1 | 0 | 0 |  | 100% | 1 | 1 | 1 | 1 | 1 | 1 | 1 | 1 | 1 | 1 | 1 | 1 | 1 | 1 | 1 | 1 | 1 | 1 | 1 | 1 | 1 | 1 | 1 | 1 | 1 | 1 | 1 | 1 | 1 | 1 | 1 | 0 | 0 |  | 100% | 1 | 1 | 1 | 1 | 1 | 1 | 1 | 1 | 1 | 1 | 1 | 1 | 1 | 1 | 1 | 1 | 1 | 1 | 1 | 1 | 1 | 1 | 1 | 1 | 1 | 1 | 1 | 1 | 1 | 1 | 0 | 0 |  | 100% | 1 | 1 | 1 | 1 | 1 | 1 | 1 | 1 | 1 | 1 | 1 | 1 | 1 | 1 | 1 | 1 | 1 | 1 | 1 | 1 | 1 | 1 | 1 | 1 | 1 | 1 | 1 | 1 | 1 | 1 | 1 | 0 | 0 |  | 100% | 0 | 0 |  | 100% | bar: 2027-01-01 to 2027-01-31
| ARM CLIM ADD 3 SIEGE | Armoire climatisation ADD 3 | SIEGE | BAT 1 SALLE 1 RDC | CLIMAT | CLIMATISATION | ARMCLI | CLIMATISEUR/ CASSETTE DETENTE DIRECTE | VERTIV/EMERSON | PDX PX104DA N°SER:11760910001 | 106 | 2014 | 1 | 1 | [31 empty] | 0 | 0 |  | 100% | 1 | 1 | 1 | 1 | 1 | 1 | 1 | 1 | 1 | 1 | 1 | 1 | 1 | 1 | 1 | 1 | 1 | 1 | 1 | 1 | 1 | 1 | 1 | 1 | 1 | 1 | 1 | 1 | 0 | 0 |  | 100% | 1 | 1 | 1 | 1 | 1 | 1 | 1 | 1 | 1 | 1 | 1 | 1 | 1 | 1 | 1 | 1 | 1 | 1 | 1 | 1 | 1 | 1 | 1 | 1 | 1 | 1 | 1 | 1 | 1 | 1 | 1 | 0 | 0 |  | 100% | 1 | 1 | 1 | 1 | 1 | 1 | 1 | 1 | 1 | 1 | 1 | 1 | 1 | 1 | 1 | 1 | 1 | 1 | 1 | 1 | 1 | 1 | 1 | 1 | 1 | 1 | 1 | 1 | 1 | 1 | 0 | 0 |  | 100% | 1 | 1 | 1 | 1 | 1 | 1 | 1 | 1 | 1 | 1 | 1 | 1 | 1 | 1 | 1 | 1 | 1 | 1 | 1 | 1 | 1 | 1 | 1 | 1 | 1 | 1 | 1 | 1 | 1 | 1 | 1 | 0 | 0 |  | 100% | 1 | 1 | 1 | 1 | 1 | 1 | 1 | 1 | 1 | 1 | 1 | 1 | 1 | 1 | 1 | 1 | 1 | 1 | 1 | 1 | 1 | 1 | 1 | 1 | 1 | 1 | 1 | 1 | 1 | 1 | 0 | 0 |  | 100% | 1 | 1 | 1 | 1 | 1 | 1 | 1 | 1 | 1 | 1 | 1 | 1 | 1 | 1 | 1 | 1 | 1 | 1 | 1 | 1 | 1 | 1 | 1 | 1 | 1 | 1 | 1 | 1 | 1 | 1 | 1 | 0 | 0 |  | 100% | 1 | 1 | 1 | 1 | 1 | 1 | 1 | 1 | 1 | 1 | 1 | 1 | 1 | 1 | 1 | 1 | 1 | 1 | 1 | 1 | 1 | 1 | 1 | 1 | 1 | 1 | 1 | 1 | 1 | 1 | 1 | 0 | 0 |  | 100% | 1 | 1 | 1 | 1 | 1 | 1 | 1 | 1 | 1 | 1 | 1 | 1 | 1 | 1 | 1 | 1 | 1 | 1 | 1 | 1 | 1 | 1 | 1 | 1 | 1 | 1 | 1 | 1 | 1 | 1 | 0 | 0 |  | 100% | 1 | 1 | 1 | 1 | 1 | 1 | 1 | 1 | 1 | 1 | 1 | 1 | 1 | 1 | 1 | 1 | 1 | 1 | 1 | 1 | 1 | 1 | 1 | 1 | 1 | 1 | 1 | 1 | 1 | 1 | 1 | 0 | 0 |  | 100% | 1 | 1 | 1 | 1 | 1 | 1 | 1 | 1 | 1 | 1 | 1 | 1 | 1 | 1 | 1 | 1 | 1 | 1 | 1 | 1 | 1 | 1 | 1 | 1 | 1 | 1 | 1 | 1 | 1 | 1 | 0 | 0 |  | 100% | 1 | 1 | 1 | 1 | 1 | 1 | 1 | 1 | 1 | 1 | 1 | 1 | 1 | 1 | 1 | 1 | 1 | 1 | 1 | 1 | 1 | 1 | 1 | 1 | 1 | 1 | 1 | 1 | 1 | 1 | 1 | 0 | 0 |  | 100% | 0 | 0 |  | 100% | bar: 2027-01-01 to 2027-01-31
| ARM CLIM ADD 4 SIEGE | Armoire climatisation ADD 4 | SIEGE | BAT 1 SALLE 10 N-1 | CLIMAT | CLIMATISATION | ARMCLI | CLIMATISEUR/ CASSETTE DETENTE DIRECTE | VERTIV/EMERSON | PDX PX074DA N°SER:11760920001 | 75 | 2015 | 1 | 1 | [31 empty] | 0 | 0 |  | 100% | 1 | 1 | 1 | 1 | 1 | 1 | 1 | 1 | 1 | 1 | 1 | 1 | 1 | 1 | 1 | 1 | 1 | 1 | 1 | 1 | 1 | 1 | 1 | 1 | 1 | 1 | 1 | 1 | 0 | 0 |  | 100% | 1 | 1 | 1 | 1 | 1 | 1 | 1 | 1 | 1 | 1 | 1 | 1 | 1 | 1 | 1 | 1 | 1 | 1 | 1 | 1 | 1 | 1 | 1 | 1 | 1 | 1 | 1 | 1 | 1 | 1 | 1 | 0 | 0 |  | 100% | 1 | 1 | 1 | 1 | 1 | 1 | 1 | 1 | 1 | 1 | 1 | 1 | 1 | 1 | 1 | 1 | 1 | 1 | 1 | 1 | 1 | 1 | 1 | 1 | 1 | 1 | 1 | 1 | 1 | 1 | 0 | 0 |  | 100% | 1 | 1 | 1 | 1 | 1 | 1 | 1 | 1 | 1 | 1 | 1 | 1 | 1 | 1 | 1 | 1 | 1 | 1 | 1 | 1 | 1 | 1 | 1 | 1 | 1 | 1 | 1 | 1 | 1 | 1 | 1 | 0 | 0 |  | 100% | 1 | 1 | 1 | 1 | 1 | 1 | 1 | 1 | 1 | 1 | 1 | 1 | 1 | 1 | 1 | 1 | 1 | 1 | 1 | 1 | 1 | 1 | 1 | 1 | 1 | 1 | 1 | 1 | 1 | 1 | 0 | 0 |  | 100% | 1 | 1 | 1 | 1 | 1 | 1 | 1 | 1 | 1 | 1 | 1 | 1 | 1 | 1 | 1 | 1 | 1 | 1 | 1 | 1 | 1 | 1 | 1 | 1 | 1 | 1 | 1 | 1 | 1 | 1 | 1 | 0 | 0 |  | 100% | 1 | 1 | 1 | 1 | 1 | 1 | 1 | 1 | 1 | 1 | 1 | 1 | 1 | 1 | 1 | 1 | 1 | 1 | 1 | 1 | 1 | 1 | 1 | 1 | 1 | 1 | 1 | 1 | 1 | 1 | 1 | 0 | 0 |  | 100% | 1 | 1 | 1 | 1 | 1 | 1 | 1 | 1 | 1 | 1 | 1 | 1 | 1 | 1 | 1 | 1 | 1 | 1 | 1 | 1 | 1 | 1 | 1 | 1 | 1 | 1 | 1 | 1 | 1 | 1 | 0 | 0 |  | 100% | 1 | 1 | 1 | 1 | 1 | 1 | 1 | 1 | 1 | 1 | 1 | 1 | 1 | 1 | 1 | 1 | 1 | 1 | 1 | 1 | 1 | 1 | 1 | 1 | 1 | 1 | 1 | 1 | 1 | 1 | 1 | 0 | 0 |  | 100% | 1 | 1 | 1 | 1 | 1 | 1 | 1 | 1 | 1 | 1 | 1 | 1 | 1 | 1 | 1 | 1 | 1 | 1 | 1 | 1 | 1 | 1 | 1 | 1 | 1 | 1 | 1 | 1 | 1 | 1 | 0 | 0 |  | 100% | 1 | 1 | 1 | 1 | 1 | 1 | 1 | 1 | 1 | 1 | 1 | 1 | 1 | 1 | 1 | 1 | 1 | 1 | 1 | 1 | 1 | 1 | 1 | 1 | 1 | 1 | 1 | 1 | 1 | 1 | 1 | 0 | 0 |  | 100% | 0 | 0 |  | 100% | bar: 2027-01-01 to 2027-01-31
| ARM CLIM ADD 5 SIEGE | Armoire climatisation ADD 5 | SIEGE | BAT 1 BANDOTEQUE | CLIMAT | CLIMATISATION | ARMCLI | CLIMATISEUR/ CASSETTE DETENTE DIRECTE | VERTIV/EMERSON | PDX PX033DA N°SER:12286280002 | 41 | 2015 | 1 | 1 | [31 empty] | 0 | 0 |  | 100% | 1 | 1 | 1 | 1 | 1 | 1 | 1 | 1 | 1 | 1 | 1 | 1 | 1 | 1 | 1 | 1 | 1 | 1 | 1 | 1 | 1 | 1 | 1 | 1 | 1 | 1 | 1 | 1 | 0 | 0 |  | 100% | 1 | 1 | 1 | 1 | 1 | 1 | 1 | 1 | 1 | 1 | 1 | 1 | 1 | 1 | 1 | 1 | 1 | 1 | 1 | 1 | 1 | 1 | 1 | 1 | 1 | 1 | 1 | 1 | 1 | 1 | 1 | 0 | 0 |  | 100% | 1 | 1 | 1 | 1 | 1 | 1 | 1 | 1 | 1 | 1 | 1 | 1 | 1 | 1 | 1 | 1 | 1 | 1 | 1 | 1 | 1 | 1 | 1 | 1 | 1 | 1 | 1 | 1 | 1 | 1 | 0 | 0 |  | 100% | 1 | 1 | 1 | 1 | 1 | 1 | 1 | 1 | 1 | 1 | 1 | 1 | 1 | 1 | 1 | 1 | 1 | 1 | 1 | 1 | 1 | 1 | 1 | 1 | 1 | 1 | 1 | 1 | 1 | 1 | 1 | 0 | 0 |  | 100% | 1 | 1 | 1 | 1 | 1 | 1 | 1 | 1 | 1 | 1 | 1 | 1 | 1 | 1 | 1 | 1 | 1 | 1 | 1 | 1 | 1 | 1 | 1 | 1 | 1 | 1 | 1 | 1 | 1 | 1 | 0 | 0 |  | 100% | 1 | 1 | 1 | 1 | 1 | 1 | 1 | 1 | 1 | 1 | 1 | 1 | 1 | 1 | 1 | 1 | 1 | 1 | 1 | 1 | 1 | 1 | 1 | 1 | 1 | 1 | 1 | 1 | 1 | 1 | 1 | 0 | 0 |  | 100% | 1 | 1 | 1 | 1 | 1 | 1 | 1 | 1 | 1 | 1 | 1 | 1 | 1 | 1 | 1 | 1 | 1 | 1 | 1 | 1 | 1 | 1 | 1 | 1 | 1 | 1 | 1 | 1 | 1 | 1 | 1 | 0 | 0 |  | 100% | 1 | 1 | 1 | 1 | 1 | 1 | 1 | 1 | 1 | 1 | 1 | 1 | 1 | 1 | 1 | 1 | 1 | 1 | 1 | 1 | 1 | 1 | 1 | 1 | 1 | 1 | 1 | 1 | 1 | 1 | 0 | 0 |  | 100% | 1 | 1 | 1 | 1 | 1 | 1 | 1 | 1 | 1 | 1 | 1 | 1 | 1 | 1 | 1 | 1 | 1 | 1 | 1 | 1 | 1 | 1 | 1 | 1 | 1 | 1 | 1 | 1 | 1 | 1 | 1 | 0 | 0 |  | 100% | 1 | 1 | 1 | 1 | 1 | 1 | 1 | 1 | 1 | 1 | 1 | 1 | 1 | 1 | 1 | 1 | 1 | 1 | 1 | 1 | 1 | 1 | 1 | 1 | 1 | 1 | 1 | 1 | 1 | 1 | 0 | 0 |  | 100% | 1 | 1 | 1 | 1 | 1 | 1 | 1 | 1 | 1 | 1 | 1 | 1 | 1 | 1 | 1 | 1 | 1 | 1 | 1 | 1 | 1 | 1 | 1 | 1 | 1 | 1 | 1 | 1 | 1 | 1 | 1 | 0 | 0 |  | 100% | 0 | 0 |  | 100% | bar: 2027-01-01 to 2027-01-31
| ARM CLIM ADD 6 SIEGE | Armoire climatisation ADD 6 | SIEGE | BAT 1 SALLE 5 RDC | CLIMAT | CLIMATISATION | ARMCLI | CLIMATISEUR/ CASSETTE DETENTE DIRECTE | VERTIV/EMERSON | PDX PX033DA N°SER:12286280001 | 34 | 2015 | 1 | 1 | [31 empty] | 0 | 0 |  | 100% | 1 | 1 | 1 | 1 | 1 | 1 | 1 | 1 | 1 | 1 | 1 | 1 | 1 | 1 | 1 | 1 | 1 | 1 | 1 | 1 | 1 | 1 | 1 | 1 | 1 | 1 | 1 | 1 | 0 | 0 |  | 100% | 1 | 1 | 1 | 1 | 1 | 1 | 1 | 1 | 1 | 1 | 1 | 1 | 1 | 1 | 1 | 1 | 1 | 1 | 1 | 1 | 1 | 1 | 1 | 1 | 1 | 1 | 1 | 1 | 1 | 1 | 1 | 0 | 0 |  | 100% | 1 | 1 | 1 | 1 | 1 | 1 | 1 | 1 | 1 | 1 | 1 | 1 | 1 | 1 | 1 | 1 | 1 | 1 | 1 | 1 | 1 | 1 | 1 | 1 | 1 | 1 | 1 | 1 | 1 | 1 | 0 | 0 |  | 100% | 1 | 1 | 1 | 1 | 1 | 1 | 1 | 1 | 1 | 1 | 1 | 1 | 1 | 1 | 1 | 1 | 1 | 1 | 1 | 1 | 1 | 1 | 1 | 1 | 1 | 1 | 1 | 1 | 1 | 1 | 1 | 0 | 0 |  | 100% | 1 | 1 | 1 | 1 | 1 | 1 | 1 | 1 | 1 | 1 | 1 | 1 | 1 | 1 | 1 | 1 | 1 | 1 | 1 | 1 | 1 | 1 | 1 | 1 | 1 | 1 | 1 | 1 | 1 | 1 | 0 | 0 |  | 100% | 1 | 1 | 1 | 1 | 1 | 1 | 1 | 1 | 1 | 1 | 1 | 1 | 1 | 1 | 1 | 1 | 1 | 1 | 1 | 1 | 1 | 1 | 1 | 1 | 1 | 1 | 1 | 1 | 1 | 1 | 1 | 0 | 0 |  | 100% | 1 | 1 | 1 | 1 | 1 | 1 | 1 | 1 | 1 | 1 | 1 | 1 | 1 | 1 | 1 | 1 | 1 | 1 | 1 | 1 | 1 | 1 | 1 | 1 | 1 | 1 | 1 | 1 | 1 | 1 | 1 | 0 | 0 |  | 100% | 1 | 1 | 1 | 1 | 1 | 1 | 1 | 1 | 1 | 1 | 1 | 1 | 1 | 1 | 1 | 1 | 1 | 1 | 1 | 1 | 1 | 1 | 1 | 1 | 1 | 1 | 1 | 1 | 1 | 1 | 0 | 0 |  | 100% | 1 | 1 | 1 | 1 | 1 | 1 | 1 | 1 | 1 | 1 | 1 | 1 | 1 | 1 | 1 | 1 | 1 | 1 | 1 | 1 | 1 | 1 | 1 | 1 | 1 | 1 | 1 | 1 | 1 | 1 | 1 | 0 | 0 |  | 100% | 1 | 1 | 1 | 1 | 1 | 1 | 1 | 1 | 1 | 1 | 1 | 1 | 1 | 1 | 1 | 1 | 1 | 1 | 1 | 1 | 1 | 1 | 1 | 1 | 1 | 1 | 1 | 1 | 1 | 1 | 0 | 0 |  | 100% | 1 | 1 | 1 | 1 | 1 | 1 | 1 | 1 | 1 | 1 | 1 | 1 | 1 | 1 | 1 | 1 | 1 | 1 | 1 | 1 | 1 | 1 | 1 | 1 | 1 | 1 | 1 | 1 | 1 | 1 | 1 | 0 | 0 |  | 100% | 0 | 0 |  | 100% | bar: 2027-01-01 to 2027-01-31
| ARM CLIM ADD 7 SIEGE | Armoire climatisation ADD 7 | SIEGE | BAT 1 SALLE 2 RDC | CLIMAT | CLIMATISATION | ARMCLI | CLIMATISEUR/ CASSETTE DETENTE DIRECTE | VERTIV/EMERSON | PDX PX041DA N°SER:13529380001 | 34 | 2015 | 1 | 1 | [31 empty] | 0 | 0 |  | 100% | 1 | 1 | 1 | 1 | 1 | 1 | 1 | 1 | 1 | 1 | 1 | 1 | 1 | 1 | 1 | 1 | 1 | 1 | 1 | 1 | 1 | 1 | 1 | 1 | 1 | 1 | 1 | 1 | 0 | 0 |  | 100% | 1 | 1 | 1 | 1 | 1 | 1 | 1 | 1 | 1 | 1 | 1 | 1 | 1 | 1 | 1 | 1 | 1 | 1 | 1 | 1 | 1 | 1 | 1 | 1 | 1 | 1 | 1 | 1 | 1 | 1 | 1 | 0 | 0 |  | 100% | 1 | 1 | 1 | 1 | 1 | 1 | 1 | 1 | 1 | 1 | 1 | 1 | 1 | 1 | 1 | 1 | 1 | 1 | 1 | 1 | 1 | 1 | 1 | 1 | 1 | 1 | 1 | 1 | 1 | 1 | 0 | 0 |  | 100% | 1 | 1 | 1 | 1 | 1 | 1 | 1 | 1 | 1 | 1 | 1 | 1 | 1 | 1 | 1 | 1 | 1 | 1 | 1 | 1 | 1 | 1 | 1 | 1 | 1 | 1 | 1 | 1 | 1 | 1 | 1 | 0 | 0 |  | 100% | 1 | 1 | 1 | 1 | 1 | 1 | 1 | 1 | 1 | 1 | 1 | 1 | 1 | 1 | 1 | 1 | 1 | 1 | 1 | 1 | 1 | 1 | 1 | 1 | 1 | 1 | 1 | 1 | 1 | 1 | 0 | 0 |  | 100% | 1 | 1 | 1 | 1 | 1 | 1 | 1 | 1 | 1 | 1 | 1 | 1 | 1 | 1 | 1 | 1 | 1 | 1 | 1 | 1 | 1 | 1 | 1 | 1 | 1 | 1 | 1 | 1 | 1 | 1 | 1 | 0 | 0 |  | 100% | 1 | 1 | 1 | 1 | 1 | 1 | 1 | 1 | 1 | 1 | 1 | 1 | 1 | 1 | 1 | 1 | 1 | 1 | 1 | 1 | 1 | 1 | 1 | 1 | 1 | 1 | 1 | 1 | 1 | 1 | 1 | 0 | 0 |  | 100% | 1 | 1 | 1 | 1 | 1 | 1 | 1 | 1 | 1 | 1 | 1 | 1 | 1 | 1 | 1 | 1 | 1 | 1 | 1 | 1 | 1 | 1 | 1 | 1 | 1 | 1 | 1 | 1 | 1 | 1 | 0 | 0 |  | 100% | 1 | 1 | 1 | 1 | 1 | 1 | 1 | 1 | 1 | 1 | 1 | 1 | 1 | 1 | 1 | 1 | 1 | 1 | 1 | 1 | 1 | 1 | 1 | 1 | 1 | 1 | 1 | 1 | 1 | 1 | 1 | 0 | 0 |  | 100% | 1 | 1 | 1 | 1 | 1 | 1 | 1 | 1 | 1 | 1 | 1 | 1 | 1 | 1 | 1 | 1 | 1 | 1 | 1 | 1 | 1 | 1 | 1 | 1 | 1 | 1 | 1 | 1 | 1 | 1 | 0 | 0 |  | 100% | 1 | 1 | 1 | 1 | 1 | 1 | 1 | 1 | 1 | 1 | 1 | 1 | 1 | 1 | 1 | 1 | 1 | 1 | 1 | 1 | 1 | 1 | 1 | 1 | 1 | 1 | 1 | 1 | 1 | 1 | 1 | 0 | 0 |  | 100% | 0 | 0 |  | 100% | bar: 2027-01-01 to 2027-01-31
| ARM CLIM ADD 8 SIEGE | Armoire climatisation ADD 8 | SIEGE | BAT 1 SALLE 2 RDC | CLIMAT | CLIMATISATION | ARMCLI | CLIMATISEUR/ CASSETTE DETENTE DIRECTE | VERTIV/EMERSON | HPM S2GUA N°SER:13529390001 | 23 | 2015 | 1 | 1 | [31 empty] | 0 | 0 |  | 100% | 1 | 1 | 1 | 1 | 1 | 1 | 1 | 1 | 1 | 1 | 1 | 1 | 1 | 1 | 1 | 1 | 1 | 1 | 1 | 1 | 1 | 1 | 1 | 1 | 1 | 1 | 1 | 1 | 0 | 0 |  | 100% | 1 | 1 | 1 | 1 | 1 | 1 | 1 | 1 | 1 | 1 | 1 | 1 | 1 | 1 | 1 | 1 | 1 | 1 | 1 | 1 | 1 | 1 | 1 | 1 | 1 | 1 | 1 | 1 | 1 | 1 | 1 | 0 | 0 |  | 100% | 1 | 1 | 1 | 1 | 1 | 1 | 1 | 1 | 1 | 1 | 1 | 1 | 1 | 1 | 1 | 1 | 1 | 1 | 1 | 1 | 1 | 1 | 1 | 1 | 1 | 1 | 1 | 1 | 1 | 1 | 0 | 0 |  | 100% | 1 | 1 | 1 | 1 | 1 | 1 | 1 | 1 | 1 | 1 | 1 | 1 | 1 | 1 | 1 | 1 | 1 | 1 | 1 | 1 | 1 | 1 | 1 | 1 | 1 | 1 | 1 | 1 | 1 | 1 | 1 | 0 | 0 |  | 100% | 1 | 1 | 1 | 1 | 1 | 1 | 1 | 1 | 1 | 1 | 1 | 1 | 1 | 1 | 1 | 1 | 1 | 1 | 1 | 1 | 1 | 1 | 1 | 1 | 1 | 1 | 1 | 1 | 1 | 1 | 0 | 0 |  | 100% | 1 | 1 | 1 | 1 | 1 | 1 | 1 | 1 | 1 | 1 | 1 | 1 | 1 | 1 | 1 | 1 | 1 | 1 | 1 | 1 | 1 | 1 | 1 | 1 | 1 | 1 | 1 | 1 | 1 | 1 | 1 | 0 | 0 |  | 100% | 1 | 1 | 1 | 1 | 1 | 1 | 1 | 1 | 1 | 1 | 1 | 1 | 1 | 1 | 1 | 1 | 1 | 1 | 1 | 1 | 1 | 1 | 1 | 1 | 1 | 1 | 1 | 1 | 1 | 1 | 1 | 0 | 0 |  | 100% | 1 | 1 | 1 | 1 | 1 | 1 | 1 | 1 | 1 | 1 | 1 | 1 | 1 | 1 | 1 | 1 | 1 | 1 | 1 | 1 | 1 | 1 | 1 | 1 | 1 | 1 | 1 | 1 | 1 | 1 | 0 | 0 |  | 100% | 1 | 1 | 1 | 1 | 1 | 1 | 1 | 1 | 1 | 1 | 1 | 1 | 1 | 1 | 1 | 1 | 1 | 1 | 1 | 1 | 1 | 1 | 1 | 1 | 1 | 1 | 1 | 1 | 1 | 1 | 1 | 0 | 0 |  | 100% | 1 | 1 | 1 | 1 | 1 | 1 | 1 | 1 | 1 | 1 | 1 | 1 | 1 | 1 | 1 | 1 | 1 | 1 | 1 | 1 | 1 | 1 | 1 | 1 | 1 | 1 | 1 | 1 | 1 | 1 | 0 | 0 |  | 100% | 1 | 1 | 1 | 1 | 1 | 1 | 1 | 1 | 1 | 1 | 1 | 1 | 1 | 1 | 1 | 1 | 1 | 1 | 1 | 1 | 1 | 1 | 1 | 1 | 1 | 1 | 1 | 1 | 1 | 1 | 1 | 0 | 0 |  | 100% | 0 | 0 |  | 100% | bar: 2027-01-01 to 2027-01-31
| ARM CLIM ADD 9 SIEGE | Armoire climatisation ADD 9 | SIEGE | BAT 1 SALLE 1 RDC | CLIMAT | CLIMATISATION | ARMCLI | CLIMATISEUR/ CASSETTE DETENTE DIRECTE | VERTIV/EMERSON | PDX PX051 N°SER:021133980001 | 53.1 | 2021 | 1 | 1 | [31 empty] | 0 | 0 |  | 100% | 1 | 1 | 1 | 1 | 1 | 1 | 1 | 1 | 1 | 1 | 1 | 1 | 1 | 1 | 1 | 1 | 1 | 1 | 1 | 1 | 1 | 1 | 1 | 1 | 1 | 1 | 1 | 1 | 0 | 0 |  | 100% | 1 | 1 | 1 | 1 | 1 | 1 | 1 | 1 | 1 | 1 | 1 | 1 | 1 | 1 | 1 | 1 | 1 | 1 | 1 | 1 | 1 | 1 | 1 | 1 | 1 | 1 | 1 | 1 | 1 | 1 | 1 | 0 | 0 |  | 100% | 1 | 1 | 1 | 1 | 1 | 1 | 1 | 1 | 1 | 1 | 1 | 1 | 1 | 1 | 1 | 1 | 1 | 1 | 1 | 1 | 1 | 1 | 1 | 1 | 1 | 1 | 1 | 1 | 1 | 1 | 0 | 0 |  | 100% | 1 | 1 | 1 | 1 | 1 | 1 | 1 | 1 | 1 | 1 | 1 | 1 | 1 | 1 | 1 | 1 | 1 | 1 | 1 | 1 | 1 | 1 | 1 | 1 | 1 | 1 | 1 | 1 | 1 | 1 | 1 | 0 | 0 |  | 100% | 1 | 1 | 1 | 1 | 1 | 1 | 1 | 1 | 1 | 1 | 1 | 1 | 1 | 1 | 1 | 1 | 1 | 1 | 1 | 1 | 1 | 1 | 1 | 1 | 1 | 1 | 1 | 1 | 1 | 1 | 0 | 0 |  | 100% | 1 | 1 | 1 | 1 | 1 | 1 | 1 | 1 | 1 | 1 | 1 | 1 | 1 | 1 | 1 | 1 | 1 | 1 | 1 | 1 | 1 | 1 | 1 | 1 | 1 | 1 | 1 | 1 | 1 | 1 | 1 | 0 | 0 |  | 100% | 1 | 1 | 1 | 1 | 1 | 1 | 1 | 1 | 1 | 1 | 1 | 1 | 1 | 1 | 1 | 1 | 1 | 1 | 1 | 1 | 1 | 1 | 1 | 1 | 1 | 1 | 1 | 1 | 1 | 1 | 1 | 0 | 0 |  | 100% | 1 | 1 | 1 | 1 | 1 | 1 | 1 | 1 | 1 | 1 | 1 | 1 | 1 | 1 | 1 | 1 | 1 | 1 | 1 | 1 | 1 | 1 | 1 | 1 | 1 | 1 | 1 | 1 | 1 | 1 | 0 | 0 |  | 100% | 1 | 1 | 1 | 1 | 1 | 1 | 1 | 1 | 1 | 1 | 1 | 1 | 1 | 1 | 1 | 1 | 1 | 1 | 1 | 1 | 1 | 1 | 1 | 1 | 1 | 1 | 1 | 1 | 1 | 1 | 1 | 0 | 0 |  | 100% | 1 | 1 | 1 | 1 | 1 | 1 | 1 | 1 | 1 | 1 | 1 | 1 | 1 | 1 | 1 | 1 | 1 | 1 | 1 | 1 | 1 | 1 | 1 | 1 | 1 | 1 | 1 | 1 | 1 | 1 | 0 | 0 |  | 100% | 1 | 1 | 1 | 1 | 1 | 1 | 1 | 1 | 1 | 1 | 1 | 1 | 1 | 1 | 1 | 1 | 1 | 1 | 1 | 1 | 1 | 1 | 1 | 1 | 1 | 1 | 1 | 1 | 1 | 1 | 1 | 0 | 0 |  | 100% | 0 | 0 |  | 100% | bar: 2027-01-01 to 2027-01-31
| BOUCHE VMC+CTA | Ensemble de bouches vmc+soufflage | SIEGE | BAT 1 N-1/RDC/N+1 | CLIMAT | CLIMATISATION | BOUCH | EXTRACTEUR (VMC) |  |  |  |  | 2 | 1 | [31 empty] | 0 | 0 |  | 100% | 1 | 1 | 1 | 1 | 1 | 1 | 1 | 1 | 1 | 1 | 1 | 1 | 1 | 1 | 1 | 1 | 1 | 1 | 1 | 1 | 1 | 1 | 1 | 1 | 1 | 1 | 1 | 1 | 0 | 0 |  | 100% | 1 | 1 | 1 | 1 | 1 | 1 | 1 | 1 | 1 | 1 | 1 | 1 | 1 | 1 | 1 | 1 | 1 | 1 | 1 | 1 | 1 | 1 | 1 | 1 | 1 | 1 | 1 | 1 | 1 | 1 | 1 | 0 | 0 |  | 100% | 1 | 1 | 1 | 1 | 1 | 1 | 1 | 1 | 1 | 1 | 1 | 1 | 1 | 1 | 1 | 1 | 1 | 1 | 1 | 1 | 1 | 1 | 1 | 1 | 1 | 1 | 1 | 1 | 1 | 1 | 0 | 0 |  | 100% | 1 | 1 | 1 | 1 | 1 | 1 | 1 | 1 | 1 | 1 | 1 | 1 | 1 | 1 | 1 | 1 | 1 | 1 | 1 | 1 | 1 | 1 | 1 | 1 | 1 | 1 | 1 | 1 | 1 | 1 | 1 | 0 | 0 |  | 100% | 1 | 1 | 1 | 1 | 1 | 1 | 1 | 1 | 1 | 1 | 1 | 1 | 1 | 1 | 1 | 1 | 1 | 1 | 1 | 1 | 1 | 1 | 1 | 1 | 1 | 1 | 1 | 1 | 1 | 1 | 0 | 0 |  | 100% | 1 | 1 | 1 | 1 | 1 | 1 | 1 | 1 | 1 | 1 | 1 | 1 | 1 | 1 | 1 | 1 | 1 | 1 | 1 | 1 | 1 | 1 | 1 | 1 | 1 | 1 | 1 | 1 | 1 | 1 | 1 | 0 | 0 |  | 100% | 1 | 1 | 1 | 1 | 1 | 1 | 1 | 1 | 1 | 1 | 1 | 1 | 1 | 1 | 1 | 1 | 1 | 1 | 1 | 1 | 1 | 1 | 1 | 1 | 1 | 1 | 1 | 1 | 1 | 1 | 1 | 0 | 0 |  | 100% | 1 | 1 | 1 | 1 | 1 | 1 | 1 | 1 | 1 | 1 | 1 | 1 | 1 | 1 | 1 | 1 | 1 | 1 | 1 | 1 | 1 | 1 | 1 | 1 | 1 | 1 | 1 | 1 | 1 | 1 | 0 | 0 |  | 100% | 1 | 1 | 1 | 1 | 1 | 1 | 1 | 1 | 1 | 1 | 1 | 1 | 1 | 1 | 1 | 1 | 1 | 1 | 1 | 1 | 1 | 1 | 1 | 1 | 1 | 1 | 1 | 1 | 1 | 1 | 1 | 0 | 0 |  | 100% | 1 | 1 | 1 | 1 | 1 | 1 | 1 | 1 | 1 | 1 | 1 | 1 | 1 | 1 | 1 | 1 | 1 | 1 | 1 | 1 | 1 | 1 | 1 | 1 | 1 | 1 | 1 | 1 | 1 | 1 | 0 | 0 |  | 100% | 1 | 1 | 1 | 1 | 1 | 1 | 1 | 1 | 1 | 1 | 1 | 1 | 1 | 1 | 1 | 1 | 1 | 1 | 1 | 1 | 1 | 1 | 1 | 1 | 1 | 1 | 1 | 1 | 1 | 1 | 1 | 0 | 0 |  | 100% | 0 | 0 |  | 100% | bar: 2027-01-01 to 2027-01-31
| EXTRACTEUR | EXTRACTEUR SALLE REUNION CAPITOLE | SIEGE | BAT 1 N-1 | CLIMAT | CLIMATISATION | EXTRACT | EXTRACTEUR (VMC) | ALDES | EASYVEC MW 600 |  | 2025 | 2 | 1 | [31 empty] | 0 | 0 |  | 100% | 1 | 1 | 1 | 1 | 1 | 1 | 1 | 1 | 1 | 1 | 1 | 1 | 1 | 1 | 1 | 1 | 1 | 1 | 1 | 1 | 1 | 1 | 1 | 1 | 1 | 1 | 1 | 1 | 0 | 0 |  | 100% | 1 | 1 | 1 | 1 | 1 | 1 | 1 | 1 | 1 | 1 | 1 | 1 | 1 | 1 | 1 | 1 | 1 | 1 | 1 | 1 | 1 | 1 | 1 | 1 | 1 | 1 | 1 | 1 | 1 | 1 | 1 | 0 | 0 |  | 100% | 1 | 1 | 1 | 1 | 1 | 1 | 1 | 1 | 1 | 1 | 1 | 1 | 1 | 1 | 1 | 1 | 1 | 1 | 1 | 1 | 1 | 1 | 1 | 1 | 1 | 1 | 1 | 1 | 1 | 1 | 0 | 0 |  | 100% | 1 | 1 | 1 | 1 | 1 | 1 | 1 | 1 | 1 | 1 | 1 | 1 | 1 | 1 | 1 | 1 | 1 | 1 | 1 | 1 | 1 | 1 | 1 | 1 | 1 | 1 | 1 | 1 | 1 | 1 | 1 | 0 | 0 |  | 100% | 1 | 1 | 1 | 1 | 1 | 1 | 1 | 1 | 1 | 1 | 1 | 1 | 1 | 1 | 1 | 1 | 1 | 1 | 1 | 1 | 1 | 1 | 1 | 1 | 1 | 1 | 1 | 1 | 1 | 1 | 0 | 0 |  | 100% | 1 | 1 | 1 | 1 | 1 | 1 | 1 | 1 | 1 | 1 | 1 | 1 | 1 | 1 | 1 | 1 | 1 | 1 | 1 | 1 | 1 | 1 | 1 | 1 | 1 | 1 | 1 | 1 | 1 | 1 | 1 | 0 | 0 |  | 100% | 1 | 1 | 1 | 1 | 1 | 1 | 1 | 1 | 1 | 1 | 1 | 1 | 1 | 1 | 1 | 1 | 1 | 1 | 1 | 1 | 1 | 1 | 1 | 1 | 1 | 1 | 1 | 1 | 1 | 1 | 1 | 0 | 0 |  | 100% | 1 | 1 | 1 | 1 | 1 | 1 | 1 | 1 | 1 | 1 | 1 | 1 | 1 | 1 | 1 | 1 | 1 | 1 | 1 | 1 | 1 | 1 | 1 | 1 | 1 | 1 | 1 | 1 | 1 | 1 | 0 | 0 |  | 100% | 1 | 1 | 1 | 1 | 1 | 1 | 1 | 1 | 1 | 1 | 1 | 1 | 1 | 1 | 1 | 1 | 1 | 1 | 1 | 1 | 1 | 1 | 1 | 1 | 1 | 1 | 1 | 1 | 1 | 1 | 1 | 0 | 0 |  | 100% | 1 | 1 | 1 | 1 | 1 | 1 | 1 | 1 | 1 | 1 | 1 | 1 | 1 | 1 | 1 | 1 | 1 | 1 | 1 | 1 | 1 | 1 | 1 | 1 | 1 | 1 | 1 | 1 | 1 | 1 | 0 | 0 |  | 100% | 1 | 1 | 1 | 1 | 1 | 1 | 1 | 1 | 1 | 1 | 1 | 1 | 1 | 1 | 1 | 1 | 1 | 1 | 1 | 1 | 1 | 1 | 1 | 1 | 1 | 1 | 1 | 1 | 1 | 1 | 1 | 0 | 0 |  | 100% | 0 | 0 |  | 100% | bar: 2027-01-01 to 2027-01-31
| EXTRACTEUR | EXTRACTEUR LOCAL TGBT A | SIEGE | BAT 1 N-1 | CLIMAT | CLIMATISATION | EXTRACT | EXTRACTEUR (VMC) |  |  |  |  | 1 | 1 | [31 empty] | 0 | 0 |  | 100% | 1 | 1 | 1 | 1 | 1 | 1 | 1 | 1 | 1 | 1 | 1 | 1 | 1 | 1 | 1 | 1 | 1 | 1 | 1 | 1 | 1 | 1 | 1 | 1 | 1 | 1 | 1 | 1 | 0 | 0 |  | 100% | 1 | 1 | 1 | 1 | 1 | 1 | 1 | 1 | 1 | 1 | 1 | 1 | 1 | 1 | 1 | 1 | 1 | 1 | 1 | 1 | 1 | 1 | 1 | 1 | 1 | 1 | 1 | 1 | 1 | 1 | 1 | 0 | 0 |  | 100% | 1 | 1 | 1 | 1 | 1 | 1 | 1 | 1 | 1 | 1 | 1 | 1 | 1 | 1 | 1 | 1 | 1 | 1 | 1 | 1 | 1 | 1 | 1 | 1 | 1 | 1 | 1 | 1 | 1 | 1 | 0 | 0 |  | 100% | 1 | 1 | 1 | 1 | 1 | 1 | 1 | 1 | 1 | 1 | 1 | 1 | 1 | 1 | 1 | 1 | 1 | 1 | 1 | 1 | 1 | 1 | 1 | 1 | 1 | 1 | 1 | 1 | 1 | 1 | 1 | 0 | 0 |  | 100% | 1 | 1 | 1 | 1 | 1 | 1 | 1 | 1 | 1 | 1 | 1 | 1 | 1 | 1 | 1 | 1 | 1 | 1 | 1 | 1 | 1 | 1 | 1 | 1 | 1 | 1 | 1 | 1 | 1 | 1 | 0 | 0 |  | 100% | 1 | 1 | 1 | 1 | 1 | 1 | 1 | 1 | 1 | 1 | 1 | 1 | 1 | 1 | 1 | 1 | 1 | 1 | 1 | 1 | 1 | 1 | 1 | 1 | 1 | 1 | 1 | 1 | 1 | 1 | 1 | 0 | 0 |  | 100% | 1 | 1 | 1 | 1 | 1 | 1 | 1 | 1 | 1 | 1 | 1 | 1 | 1 | 1 | 1 | 1 | 1 | 1 | 1 | 1 | 1 | 1 | 1 | 1 | 1 | 1 | 1 | 1 | 1 | 1 | 1 | 0 | 0 |  | 100% | 1 | 1 | 1 | 1 | 1 | 1 | 1 | 1 | 1 | 1 | 1 | 1 | 1 | 1 | 1 | 1 | 1 | 1 | 1 | 1 | 1 | 1 | 1 | 1 | 1 | 1 | 1 | 1 | 1 | 1 | 0 | 0 |  | 100% | 1 | 1 | 1 | 1 | 1 | 1 | 1 | 1 | 1 | 1 | 1 | 1 | 1 | 1 | 1 | 1 | 1 | 1 | 1 | 1 | 1 | 1 | 1 | 1 | 1 | 1 | 1 | 1 | 1 | 1 | 1 | 0 | 0 |  | 100% | 1 | 1 | 1 | 1 | 1 | 1 | 1 | 1 | 1 | 1 | 1 | 1 | 1 | 1 | 1 | 1 | 1 | 1 | 1 | 1 | 1 | 1 | 1 | 1 | 1 | 1 | 1 | 1 | 1 | 1 | 0 | 0 |  | 100% | 1 | 1 | 1 | 1 | 1 | 1 | 1 | 1 | 1 | 1 | 1 | 1 | 1 | 1 | 1 | 1 | 1 | 1 | 1 | 1 | 1 | 1 | 1 | 1 | 1 | 1 | 1 | 1 | 1 | 1 | 1 | 0 | 0 |  | 100% | 0 | 0 |  | 100% | bar: 2027-01-01 to 2027-01-31
| EXTRACTEUR | EXTRACTEUR SANITAIRE | SIEGE | BAT 1 N-1+TOITURE | CLIMAT | CLIMATISATION | EXTRACT | EXTRACTEUR (VMC) |  |  |  |  | 2 | 1 | [31 empty] | 0 | 0 |  | 100% | 1 | 1 | 1 | 1 | 1 | 1 | 1 | 1 | 1 | 1 | 1 | 1 | 1 | 1 | 1 | 1 | 1 | 1 | 1 | 1 | 1 | 1 | 1 | 1 | 1 | 1 | 1 | 1 | 0 | 0 |  | 100% | 1 | 1 | 1 | 1 | 1 | 1 | 1 | 1 | 1 | 1 | 1 | 1 | 1 | 1 | 1 | 1 | 1 | 1 | 1 | 1 | 1 | 1 | 1 | 1 | 1 | 1 | 1 | 1 | 1 | 1 | 1 | 0 | 0 |  | 100% | 1 | 1 | 1 | 1 | 1 | 1 | 1 | 1 | 1 | 1 | 1 | 1 | 1 | 1 | 1 | 1 | 1 | 1 | 1 | 1 | 1 | 1 | 1 | 1 | 1 | 1 | 1 | 1 | 1 | 1 | 0 | 0 |  | 100% | 1 | 1 | 1 | 1 | 1 | 1 | 1 | 1 | 1 | 1 | 1 | 1 | 1 | 1 | 1 | 1 | 1 | 1 | 1 | 1 | 1 | 1 | 1 | 1 | 1 | 1 | 1 | 1 | 1 | 1 | 1 | 0 | 0 |  | 100% | 1 | 1 | 1 | 1 | 1 | 1 | 1 | 1 | 1 | 1 | 1 | 1 | 1 | 1 | 1 | 1 | 1 | 1 | 1 | 1 | 1 | 1 | 1 | 1 | 1 | 1 | 1 | 1 | 1 | 1 | 0 | 0 |  | 100% | 1 | 1 | 1 | 1 | 1 | 1 | 1 | 1 | 1 | 1 | 1 | 1 | 1 | 1 | 1 | 1 | 1 | 1 | 1 | 1 | 1 | 1 | 1 | 1 | 1 | 1 | 1 | 1 | 1 | 1 | 1 | 0 | 0 |  | 100% | 1 | 1 | 1 | 1 | 1 | 1 | 1 | 1 | 1 | 1 | 1 | 1 | 1 | 1 | 1 | 1 | 1 | 1 | 1 | 1 | 1 | 1 | 1 | 1 | 1 | 1 | 1 | 1 | 1 | 1 | 1 | 0 | 0 |  | 100% | 1 | 1 | 1 | 1 | 1 | 1 | 1 | 1 | 1 | 1 | 1 | 1 | 1 | 1 | 1 | 1 | 1 | 1 | 1 | 1 | 1 | 1 | 1 | 1 | 1 | 1 | 1 | 1 | 1 | 1 | 0 | 0 |  | 100% | 1 | 1 | 1 | 1 | 1 | 1 | 1 | 1 | 1 | 1 | 1 | 1 | 1 | 1 | 1 | 1 | 1 | 1 | 1 | 1 | 1 | 1 | 1 | 1 | 1 | 1 | 1 | 1 | 1 | 1 | 1 | 0 | 0 |  | 100% | 1 | 1 | 1 | 1 | 1 | 1 | 1 | 1 | 1 | 1 | 1 | 1 | 1 | 1 | 1 | 1 | 1 | 1 | 1 | 1 | 1 | 1 | 1 | 1 | 1 | 1 | 1 | 1 | 1 | 1 | 0 | 0 |  | 100% | 1 | 1 | 1 | 1 | 1 | 1 | 1 | 1 | 1 | 1 | 1 | 1 | 1 | 1 | 1 | 1 | 1 | 1 | 1 | 1 | 1 | 1 | 1 | 1 | 1 | 1 | 1 | 1 | 1 | 1 | 1 | 0 | 0 |  | 100% | 0 | 0 |  | 100% | bar: 2027-01-01 to 2027-01-31
| PURIFICATEUR D'AIR | PURIFICATEUR D'AIR | SIEGE | BAT 1 N-1/RDC/N+1 | CLIMAT | CLIMATISATION | PURIFICA | [5 empty] | 2 | 4 | [31 empty] | 0 | 0 |  | 100% | 1 | 1 | 1 | 1 | 1 | 1 | 1 | 1 | 1 | 1 | 1 | 1 | 1 | 1 | 1 | 1 | 1 | 1 | 1 | 1 | 1 | 1 | 1 | 1 | 1 | 1 | 1 | 1 | 0 | 0 |  | 100% | 1 | 1 | 1 | 1 | 1 | 1 | 1 | 1 | 1 | 1 | 1 | 1 | 1 | 1 | 1 | 1 | 1 | 1 | 1 | 1 | 1 | 1 | 1 | 1 | 1 | 1 | 1 | 1 | 1 | 1 | 1 | 0 | 0 |  | 100% | 1 | 1 | 1 | 1 | 1 | 1 | 1 | 1 | 1 | 1 | 1 | 1 | 1 | 1 | 1 | 1 | 1 | 1 | 1 | 1 | 1 | 1 | 1 | 1 | 1 | 1 | 1 | 1 | 1 | 1 | 0 | 0 |  | 100% | 1 | 1 | 1 | 1 | 1 | 1 | 1 | 1 | 1 | 1 | 1 | 1 | 1 | 1 | 1 | 1 | 1 | 1 | 1 | 1 | 1 | 1 | 1 | 1 | 1 | 1 | 1 | 1 | 1 | 1 | 1 | 0 | 0 |  | 100% | 1 | 1 | 1 | 1 | 1 | 1 | 1 | 1 | 1 | 1 | 1 | 1 | 1 | 1 | 1 | 1 | 1 | 1 | 1 | 1 | 1 | 1 | 1 | 1 | 1 | 1 | 1 | 1 | 1 | 1 | 0 | 0 |  | 100% | 1 | 1 | 1 | 1 | 1 | 1 | 1 | 1 | 1 | 1 | 1 | 1 | 1 | 1 | 1 | 1 | 1 | 1 | 1 | 1 | 1 | 1 | 1 | 1 | 1 | 1 | 1 | 1 | 1 | 1 | 1 | 0 | 0 |  | 100% | 1 | 1 | 1 | 1 | 1 | 1 | 1 | 1 | 1 | 1 | 1 | 1 | 1 | 1 | 1 | 1 | 1 | 1 | 1 | 1 | 1 | 1 | 1 | 1 | 1 | 1 | 1 | 1 | 1 | 1 | 1 | 0 | 0 |  | 100% | 1 | 1 | 1 | 1 | 1 | 1 | 1 | 1 | 1 | 1 | 1 | 1 | 1 | 1 | 1 | 1 | 1 | 1 | 1 | 1 | 1 | 1 | 1 | 1 | 1 | 1 | 1 | 1 | 1 | 1 | 0 | 0 |  | 100% | 1 | 1 | 1 | 1 | 1 | 1 | 1 | 1 | 1 | 1 | 1 | 1 | 1 | 1 | 1 | 1 | 1 | 1 | 1 | 1 | 1 | 1 | 1 | 1 | 1 | 1 | 1 | 1 | 1 | 1 | 1 | 0 | 0 |  | 100% | 1 | 1 | 1 | 1 | 1 | 1 | 1 | 1 | 1 | 1 | 1 | 1 | 1 | 1 | 1 | 1 | 1 | 1 | 1 | 1 | 1 | 1 | 1 | 1 | 1 | 1 | 1 | 1 | 1 | 1 | 0 | 0 |  | 100% | 1 | 1 | 1 | 1 | 1 | 1 | 1 | 1 | 1 | 1 | 1 | 1 | 1 | 1 | 1 | 1 | 1 | 1 | 1 | 1 | 1 | 1 | 1 | 1 | 1 | 1 | 1 | 1 | 1 | 1 | 1 | 0 | 0 |  | 100% | 0 | 0 |  | 100% | bar: 2027-01-01 to 2027-01-31
| DESHUMIDICATEUR | DESHUMIDIFICATEUR | SIEGE | BAT 1 SALLE 2 RDC | CLIMAT | CLIMATISATION | DESHUM |  | MUNTERS | COM DRY NX |  | 2025 | 2 | 1 | [31 empty] | 0 | 0 |  | 100% | 1 | 1 | 1 | 1 | 1 | 1 | 1 | 1 | 1 | 1 | 1 | 1 | 1 | 1 | 1 | 1 | 1 | 1 | 1 | 1 | 1 | 1 | 1 | 1 | 1 | 1 | 1 | 1 | 0 | 0 |  | 100% | 1 | 1 | 1 | 1 | 1 | 1 | 1 | 1 | 1 | 1 | 1 | 1 | 1 | 1 | 1 | 1 | 1 | 1 | 1 | 1 | 1 | 1 | 1 | 1 | 1 | 1 | 1 | 1 | 1 | 1 | 1 | 0 | 0 |  | 100% | 1 | 1 | 1 | 1 | 1 | 1 | 1 | 1 | 1 | 1 | 1 | 1 | 1 | 1 | 1 | 1 | 1 | 1 | 1 | 1 | 1 | 1 | 1 | 1 | 1 | 1 | 1 | 1 | 1 | 1 | 0 | 0 |  | 100% | 1 | 1 | 1 | 1 | 1 | 1 | 1 | 1 | 1 | 1 | 1 | 1 | 1 | 1 | 1 | 1 | 1 | 1 | 1 | 1 | 1 | 1 | 1 | 1 | 1 | 1 | 1 | 1 | 1 | 1 | 1 | 0 | 0 |  | 100% | 1 | 1 | 1 | 1 | 1 | 1 | 1 | 1 | 1 | 1 | 1 | 1 | 1 | 1 | 1 | 1 | 1 | 1 | 1 | 1 | 1 | 1 | 1 | 1 | 1 | 1 | 1 | 1 | 1 | 1 | 0 | 0 |  | 100% | 1 | 1 | 1 | 1 | 1 | 1 | 1 | 1 | 1 | 1 | 1 | 1 | 1 | 1 | 1 | 1 | 1 | 1 | 1 | 1 | 1 | 1 | 1 | 1 | 1 | 1 | 1 | 1 | 1 | 1 | 1 | 0 | 0 |  | 100% | 1 | 1 | 1 | 1 | 1 | 1 | 1 | 1 | 1 | 1 | 1 | 1 | 1 | 1 | 1 | 1 | 1 | 1 | 1 | 1 | 1 | 1 | 1 | 1 | 1 | 1 | 1 | 1 | 1 | 1 | 1 | 0 | 0 |  | 100% | 1 | 1 | 1 | 1 | 1 | 1 | 1 | 1 | 1 | 1 | 1 | 1 | 1 | 1 | 1 | 1 | 1 | 1 | 1 | 1 | 1 | 1 | 1 | 1 | 1 | 1 | 1 | 1 | 1 | 1 | 0 | 0 |  | 100% | 1 | 1 | 1 | 1 | 1 | 1 | 1 | 1 | 1 | 1 | 1 | 1 | 1 | 1 | 1 | 1 | 1 | 1 | 1 | 1 | 1 | 1 | 1 | 1 | 1 | 1 | 1 | 1 | 1 | 1 | 1 | 0 | 0 |  | 100% | 1 | 1 | 1 | 1 | 1 | 1 | 1 | 1 | 1 | 1 | 1 | 1 | 1 | 1 | 1 | 1 | 1 | 1 | 1 | 1 | 1 | 1 | 1 | 1 | 1 | 1 | 1 | 1 | 1 | 1 | 0 | 0 |  | 100% | 1 | 1 | 1 | 1 | 1 | 1 | 1 | 1 | 1 | 1 | 1 | 1 | 1 | 1 | 1 | 1 | 1 | 1 | 1 | 1 | 1 | 1 | 1 | 1 | 1 | 1 | 1 | 1 | 1 | 1 | 1 | 0 | 0 |  | 100% | 0 | 0 |  | 100% | bar: 2027-01-01 to 2027-01-31
| VASE EXPANSION | VASE EXPANSION N-1 | SIEGE | BAT 1 N-1 | CLIMAT | CLIMATISATION | VASE EXP |  | REFLEX | N200 |  | 2025 | 2 | 2 | [31 empty] | 0 | 0 |  | 100% | 1 | 1 | 1 | 1 | 1 | 1 | 1 | 1 | 1 | 1 | 1 | 1 | 1 | 1 | 1 | 1 | 1 | 1 | 1 | 1 | 1 | 1 | 1 | 1 | 1 | 1 | 1 | 1 | 0 | 0 |  | 100% | 1 | 1 | 1 | 1 | 1 | 1 | 1 | 1 | 1 | 1 | 1 | 1 | 1 | 1 | 1 | 1 | 1 | 1 | 1 | 1 | 1 | 1 | 1 | 1 | 1 | 1 | 1 | 1 | 1 | 1 | 1 | 0 | 0 |  | 100% | 1 | 1 | 1 | 1 | 1 | 1 | 1 | 1 | 1 | 1 | 1 | 1 | 1 | 1 | 1 | 1 | 1 | 1 | 1 | 1 | 1 | 1 | 1 | 1 | 1 | 1 | 1 | 1 | 1 | 1 | 0 | 0 |  | 100% | 1 | 1 | 1 | 1 | 1 | 1 | 1 | 1 | 1 | 1 | 1 | 1 | 1 | 1 | 1 | 1 | 1 | 1 | 1 | 1 | 1 | 1 | 1 | 1 | 1 | 1 | 1 | 1 | 1 | 1 | 1 | 0 | 0 |  | 100% | 1 | 1 | 1 | 1 | 1 | 1 | 1 | 1 | 1 | 1 | 1 | 1 | 1 | 1 | 1 | 1 | 1 | 1 | 1 | 1 | 1 | 1 | 1 | 1 | 1 | 1 | 1 | 1 | 1 | 1 | 0 | 0 |  | 100% | 1 | 1 | 1 | 1 | 1 | 1 | 1 | 1 | 1 | 1 | 1 | 1 | 1 | 1 | 1 | 1 | 1 | 1 | 1 | 1 | 1 | 1 | 1 | 1 | 1 | 1 | 1 | 1 | 1 | 1 | 1 | 0 | 0 |  | 100% | 1 | 1 | 1 | 1 | 1 | 1 | 1 | 1 | 1 | 1 | 1 | 1 | 1 | 1 | 1 | 1 | 1 | 1 | 1 | 1 | 1 | 1 | 1 | 1 | 1 | 1 | 1 | 1 | 1 | 1 | 1 | 0 | 0 |  | 100% | 1 | 1 | 1 | 1 | 1 | 1 | 1 | 1 | 1 | 1 | 1 | 1 | 1 | 1 | 1 | 1 | 1 | 1 | 1 | 1 | 1 | 1 | 1 | 1 | 1 | 1 | 1 | 1 | 1 | 1 | 0 | 0 |  | 100% | 1 | 1 | 1 | 1 | 1 | 1 | 1 | 1 | 1 | 1 | 1 | 1 | 1 | 1 | 1 | 1 | 1 | 1 | 1 | 1 | 1 | 1 | 1 | 1 | 1 | 1 | 1 | 1 | 1 | 1 | 1 | 0 | 0 |  | 100% | 1 | 1 | 1 | 1 | 1 | 1 | 1 | 1 | 1 | 1 | 1 | 1 | 1 | 1 | 1 | 1 | 1 | 1 | 1 | 1 | 1 | 1 | 1 | 1 | 1 | 1 | 1 | 1 | 1 | 1 | 0 | 0 |  | 100% | 1 | 1 | 1 | 1 | 1 | 1 | 1 | 1 | 1 | 1 | 1 | 1 | 1 | 1 | 1 | 1 | 1 | 1 | 1 | 1 | 1 | 1 | 1 | 1 | 1 | 1 | 1 | 1 | 1 | 1 | 1 | 0 | 0 |  | 100% | 0 | 0 |  | 100% | bar: 2027-01-01 to 2027-01-31
| CENTR DETEC EAU SI | Centrale détection d'eau | SIEGE | BAT 1 LOCAL FROID N-1 | CLIMAT | CLIMATISATION | DETEAU | SYSTEME DE DETECTION D'EAU |  |  |  |  | 2 | 1 | [31 empty] | 0 | 0 |  | 100% | 1 | 1 | 1 | 1 | 1 | 1 | 1 | 1 | 1 | 1 | 1 | 1 | 1 | 1 | 1 | 1 | 1 | 1 | 1 | 1 | 1 | 1 | 1 | 1 | 1 | 1 | 1 | 1 | 0 | 0 |  | 100% | 1 | 1 | 1 | 1 | 1 | 1 | 1 | 1 | 1 | 1 | 1 | 1 | 1 | 1 | 1 | 1 | 1 | 1 | 1 | 1 | 1 | 1 | 1 | 1 | 1 | 1 | 1 | 1 | 1 | 1 | 1 | 0 | 0 |  | 100% | 1 | 1 | 1 | 1 | 1 | 1 | 1 | 1 | 1 | 1 | 1 | 1 | 1 | 1 | 1 | 1 | 1 | 1 | 1 | 1 | 1 | 1 | 1 | 1 | 1 | 1 | 1 | 1 | 1 | 1 | 0 | 0 |  | 100% | 1 | 1 | 1 | 1 | 1 | 1 | 1 | 1 | 1 | 1 | 1 | 1 | 1 | 1 | 1 | 1 | 1 | 1 | 1 | 1 | 1 | 1 | 1 | 1 | 1 | 1 | 1 | 1 | 1 | 1 | 1 | 0 | 0 |  | 100% | 1 | 1 | 1 | 1 | 1 | 1 | 1 | 1 | 1 | 1 | 1 | 1 | 1 | 1 | 1 | 1 | 1 | 1 | 1 | 1 | 1 | 1 | 1 | 1 | 1 | 1 | 1 | 1 | 1 | 1 | 0 | 0 |  | 100% | 1 | 1 | 1 | 1 | 1 | 1 | 1 | 1 | 1 | 1 | 1 | 1 | 1 | 1 | 1 | 1 | 1 | 1 | 1 | 1 | 1 | 1 | 1 | 1 | 1 | 1 | 1 | 1 | 1 | 1 | 1 | 0 | 0 |  | 100% | 1 | 1 | 1 | 1 | 1 | 1 | 1 | 1 | 1 | 1 | 1 | 1 | 1 | 1 | 1 | 1 | 1 | 1 | 1 | 1 | 1 | 1 | 1 | 1 | 1 | 1 | 1 | 1 | 1 | 1 | 1 | 0 | 0 |  | 100% | 1 | 1 | 1 | 1 | 1 | 1 | 1 | 1 | 1 | 1 | 1 | 1 | 1 | 1 | 1 | 1 | 1 | 1 | 1 | 1 | 1 | 1 | 1 | 1 | 1 | 1 | 1 | 1 | 1 | 1 | 0 | 0 |  | 100% | 1 | 1 | 1 | 1 | 1 | 1 | 1 | 1 | 1 | 1 | 1 | 1 | 1 | 1 | 1 | 1 | 1 | 1 | 1 | 1 | 1 | 1 | 1 | 1 | 1 | 1 | 1 | 1 | 1 | 1 | 1 | 0 | 0 |  | 100% | 1 | 1 | 1 | 1 | 1 | 1 | 1 | 1 | 1 | 1 | 1 | 1 | 1 | 1 | 1 | 1 | 1 | 1 | 1 | 1 | 1 | 1 | 1 | 1 | 1 | 1 | 1 | 1 | 1 | 1 | 0 | 0 |  | 100% | 1 | 1 | 1 | 1 | 1 | 1 | 1 | 1 | 1 | 1 | 1 | 1 | 1 | 1 | 1 | 1 | 1 | 1 | 1 | 1 | 1 | 1 | 1 | 1 | 1 | 1 | 1 | 1 | 1 | 1 | 1 | 0 | 0 |  | 100% | 0 | 0 |  | 100% | bar: 2027-01-01 to 2027-01-31
| CONDENSEUR ADD SIEGE | Ensemble Condenseurs ADD | SIEGE | BAT 1 EXT | CLIMAT | CLIMATISATION | CASCLI | CLIMATISEUR ADD | EMERSON |  |  |  | 1 | 1 | [31 empty] | 0 | 0 |  | 100% | 1 | 1 | 1 | 1 | 1 | 1 | 1 | 1 | 1 | 1 | 1 | 1 | 1 | 1 | 1 | 1 | 1 | 1 | 1 | 1 | 1 | 1 | 1 | 1 | 1 | 1 | 1 | 1 | 0 | 0 |  | 100% | 1 | 1 | 1 | 1 | 1 | 1 | 1 | 1 | 1 | 1 | 1 | 1 | 1 | 1 | 1 | 1 | 1 | 1 | 1 | 1 | 1 | 1 | 1 | 1 | 1 | 1 | 1 | 1 | 1 | 1 | 1 | 0 | 0 |  | 100% | 1 | 1 | 1 | 1 | 1 | 1 | 1 | 1 | 1 | 1 | 1 | 1 | 1 | 1 | 1 | 1 | 1 | 1 | 1 | 1 | 1 | 1 | 1 | 1 | 1 | 1 | 1 | 1 | 1 | 1 | 0 | 0 |  | 100% | 1 | 1 | 1 | 1 | 1 | 1 | 1 | 1 | 1 | 1 | 1 | 1 | 1 | 1 | 1 | 1 | 1 | 1 | 1 | 1 | 1 | 1 | 1 | 1 | 1 | 1 | 1 | 1 | 1 | 1 | 1 | 0 | 0 |  | 100% | 1 | 1 | 1 | 1 | 1 | 1 | 1 | 1 | 1 | 1 | 1 | 1 | 1 | 1 | 1 | 1 | 1 | 1 | 1 | 1 | 1 | 1 | 1 | 1 | 1 | 1 | 1 | 1 | 1 | 1 | 0 | 0 |  | 100% | 1 | 1 | 1 | 1 | 1 | 1 | 1 | 1 | 1 | 1 | 1 | 1 | 1 | 1 | 1 | 1 | 1 | 1 | 1 | 1 | 1 | 1 | 1 | 1 | 1 | 1 | 1 | 1 | 1 | 1 | 1 | 0 | 0 |  | 100% | 1 | 1 | 1 | 1 | 1 | 1 | 1 | 1 | 1 | 1 | 1 | 1 | 1 | 1 | 1 | 1 | 1 | 1 | 1 | 1 | 1 | 1 | 1 | 1 | 1 | 1 | 1 | 1 | 1 | 1 | 1 | 0 | 0 |  | 100% | 1 | 1 | 1 | 1 | 1 | 1 | 1 | 1 | 1 | 1 | 1 | 1 | 1 | 1 | 1 | 1 | 1 | 1 | 1 | 1 | 1 | 1 | 1 | 1 | 1 | 1 | 1 | 1 | 1 | 1 | 0 | 0 |  | 100% | 1 | 1 | 1 | 1 | 1 | 1 | 1 | 1 | 1 | 1 | 1 | 1 | 1 | 1 | 1 | 1 | 1 | 1 | 1 | 1 | 1 | 1 | 1 | 1 | 1 | 1 | 1 | 1 | 1 | 1 | 1 | 0 | 0 |  | 100% | 1 | 1 | 1 | 1 | 1 | 1 | 1 | 1 | 1 | 1 | 1 | 1 | 1 | 1 | 1 | 1 | 1 | 1 | 1 | 1 | 1 | 1 | 1 | 1 | 1 | 1 | 1 | 1 | 1 | 1 | 0 | 0 |  | 100% | 1 | 1 | 1 | 1 | 1 | 1 | 1 | 1 | 1 | 1 | 1 | 1 | 1 | 1 | 1 | 1 | 1 | 1 | 1 | 1 | 1 | 1 | 1 | 1 | 1 | 1 | 1 | 1 | 1 | 1 | 1 | 0 | 0 |  | 100% | 0 | 0 |  | 100% | bar: 2027-01-01 to 2027-01-31
| RESITANCE ELEC CTA | Résistance électrique Cta | SIEGE | BAT 1 LOCAL FROID N-1 | CLIMAT | CLIMATISATION | CTACLI |  | CALADAIR |  |  |  | 2 | 1 | [31 empty] | 0 | 0 |  | 100% | 1 | 1 | 1 | 1 | 1 | 1 | 1 | 1 | 1 | 1 | 1 | 1 | 1 | 1 | 1 | 1 | 1 | 1 | 1 | 1 | 1 | 1 | 1 | 1 | 1 | 1 | 1 | 1 | 0 | 0 |  | 100% | 1 | 1 | 1 | 1 | 1 | 1 | 1 | 1 | 1 | 1 | 1 | 1 | 1 | 1 | 1 | 1 | 1 | 1 | 1 | 1 | 1 | 1 | 1 | 1 | 1 | 1 | 1 | 1 | 1 | 1 | 1 | 0 | 0 |  | 100% | 1 | 1 | 1 | 1 | 1 | 1 | 1 | 1 | 1 | 1 | 1 | 1 | 1 | 1 | 1 | 1 | 1 | 1 | 1 | 1 | 1 | 1 | 1 | 1 | 1 | 1 | 1 | 1 | 1 | 1 | 0 | 0 |  | 100% | 1 | 1 | 1 | 1 | 1 | 1 | 1 | 1 | 1 | 1 | 1 | 1 | 1 | 1 | 1 | 1 | 1 | 1 | 1 | 1 | 1 | 1 | 1 | 1 | 1 | 1 | 1 | 1 | 1 | 1 | 1 | 0 | 0 |  | 100% | 1 | 1 | 1 | 1 | 1 | 1 | 1 | 1 | 1 | 1 | 1 | 1 | 1 | 1 | 1 | 1 | 1 | 1 | 1 | 1 | 1 | 1 | 1 | 1 | 1 | 1 | 1 | 1 | 1 | 1 | 0 | 0 |  | 100% | 1 | 1 | 1 | 1 | 1 | 1 | 1 | 1 | 1 | 1 | 1 | 1 | 1 | 1 | 1 | 1 | 1 | 1 | 1 | 1 | 1 | 1 | 1 | 1 | 1 | 1 | 1 | 1 | 1 | 1 | 1 | 0 | 0 |  | 100% | 1 | 1 | 1 | 1 | 1 | 1 | 1 | 1 | 1 | 1 | 1 | 1 | 1 | 1 | 1 | 1 | 1 | 1 | 1 | 1 | 1 | 1 | 1 | 1 | 1 | 1 | 1 | 1 | 1 | 1 | 1 | 0 | 0 |  | 100% | 1 | 1 | 1 | 1 | 1 | 1 | 1 | 1 | 1 | 1 | 1 | 1 | 1 | 1 | 1 | 1 | 1 | 1 | 1 | 1 | 1 | 1 | 1 | 1 | 1 | 1 | 1 | 1 | 1 | 1 | 0 | 0 |  | 100% | 1 | 1 | 1 | 1 | 1 | 1 | 1 | 1 | 1 | 1 | 1 | 1 | 1 | 1 | 1 | 1 | 1 | 1 | 1 | 1 | 1 | 1 | 1 | 1 | 1 | 1 | 1 | 1 | 1 | 1 | 1 | 0 | 0 |  | 100% | 1 | 1 | 1 | 1 | 1 | 1 | 1 | 1 | 1 | 1 | 1 | 1 | 1 | 1 | 1 | 1 | 1 | 1 | 1 | 1 | 1 | 1 | 1 | 1 | 1 | 1 | 1 | 1 | 1 | 1 | 0 | 0 |  | 100% | 1 | 1 | 1 | 1 | 1 | 1 | 1 | 1 | 1 | 1 | 1 | 1 | 1 | 1 | 1 | 1 | 1 | 1 | 1 | 1 | 1 | 1 | 1 | 1 | 1 | 1 | 1 | 1 | 1 | 1 | 1 | 0 | 0 |  | 100% | 0 | 0 |  | 100% | bar: 2027-01-01 to 2027-01-31
| CTA AN SIEGE | CTA air neuf BUREAUX | SIEGE | BAT 1 LOCAL FROID N-1 | CLIMAT | CLIMATISATION | CTACLI | CENTRALE DE TRAITEMENT D'AIR | CALADAIR | CBP5 DP 408 C4 |  |  | 2 | 1 | [31 empty] | 0 | 0 |  | 100% | 1 | 1 | 1 | 1 | 1 | 1 | 1 | 1 | 1 | 1 | 1 | 1 | 1 | 1 | 1 | 1 | 1 | 1 | 1 | 1 | 1 | 1 | 1 | 1 | 1 | 1 | 1 | 1 | 0 | 0 |  | 100% | 1 | 1 | 1 | 1 | 1 | 1 | 1 | 1 | 1 | 1 | 1 | 1 | 1 | 1 | 1 | 1 | 1 | 1 | 1 | 1 | 1 | 1 | 1 | 1 | 1 | 1 | 1 | 1 | 1 | 1 | 1 | 0 | 0 |  | 100% | 1 | 1 | 1 | 1 | 1 | 1 | 1 | 1 | 1 | 1 | 1 | 1 | 1 | 1 | 1 | 1 | 1 | 1 | 1 | 1 | 1 | 1 | 1 | 1 | 1 | 1 | 1 | 1 | 1 | 1 | 0 | 0 |  | 100% | 1 | 1 | 1 | 1 | 1 | 1 | 1 | 1 | 1 | 1 | 1 | 1 | 1 | 1 | 1 | 1 | 1 | 1 | 1 | 1 | 1 | 1 | 1 | 1 | 1 | 1 | 1 | 1 | 1 | 1 | 1 | 0 | 0 |  | 100% | 1 | 1 | 1 | 1 | 1 | 1 | 1 | 1 | 1 | 1 | 1 | 1 | 1 | 1 | 1 | 1 | 1 | 1 | 1 | 1 | 1 | 1 | 1 | 1 | 1 | 1 | 1 | 1 | 1 | 1 | 0 | 0 |  | 100% | 1 | 1 | 1 | 1 | 1 | 1 | 1 | 1 | 1 | 1 | 1 | 1 | 1 | 1 | 1 | 1 | 1 | 1 | 1 | 1 | 1 | 1 | 1 | 1 | 1 | 1 | 1 | 1 | 1 | 1 | 1 | 0 | 0 |  | 100% | 1 | 1 | 1 | 1 | 1 | 1 | 1 | 1 | 1 | 1 | 1 | 1 | 1 | 1 | 1 | 1 | 1 | 1 | 1 | 1 | 1 | 1 | 1 | 1 | 1 | 1 | 1 | 1 | 1 | 1 | 1 | 0 | 0 |  | 100% | 1 | 1 | 1 | 1 | 1 | 1 | 1 | 1 | 1 | 1 | 1 | 1 | 1 | 1 | 1 | 1 | 1 | 1 | 1 | 1 | 1 | 1 | 1 | 1 | 1 | 1 | 1 | 1 | 1 | 1 | 0 | 0 |  | 100% | 1 | 1 | 1 | 1 | 1 | 1 | 1 | 1 | 1 | 1 | 1 | 1 | 1 | 1 | 1 | 1 | 1 | 1 | 1 | 1 | 1 | 1 | 1 | 1 | 1 | 1 | 1 | 1 | 1 | 1 | 1 | 0 | 0 |  | 100% | 1 | 1 | 1 | 1 | 1 | 1 | 1 | 1 | 1 | 1 | 1 | 1 | 1 | 1 | 1 | 1 | 1 | 1 | 1 | 1 | 1 | 1 | 1 | 1 | 1 | 1 | 1 | 1 | 1 | 1 | 0 | 0 |  | 100% | 1 | 1 | 1 | 1 | 1 | 1 | 1 | 1 | 1 | 1 | 1 | 1 | 1 | 1 | 1 | 1 | 1 | 1 | 1 | 1 | 1 | 1 | 1 | 1 | 1 | 1 | 1 | 1 | 1 | 1 | 1 | 0 | 0 |  | 100% | 0 | 0 |  | 100% | bar: 2027-01-01 to 2027-01-31
| ENS VC+cassette SIEGE | Ensemble ventilo-convecteurs+cassettes | SIEGE | BAT 1 N-1/RDC/N+1 | CLIMAT | CHAUFFAGE | VENTCV | VENTILO-CONVECTEUR |  | CIAT/TRANE |  |  | 2 | 35 | [31 empty] | 0 | 0 |  | 100% | 1 | 1 | 1 | 1 | 1 | 1 | 1 | 1 | 1 | 1 | 1 | 1 | 1 | 1 | 1 | 1 | 1 | 1 | 1 | 1 | 1 | 1 | 1 | 1 | 1 | 1 | 1 | 1 | 0 | 0 |  | 100% | 1 | 1 | 1 | 1 | 1 | 1 | 1 | 1 | 1 | 1 | 1 | 1 | 1 | 1 | 1 | 1 | 1 | 1 | 1 | 1 | 1 | 1 | 1 | 1 | 1 | 1 | 1 | 1 | 1 | 1 | 1 | 0 | 0 |  | 100% | 1 | 1 | 1 | 1 | 1 | 1 | 1 | 1 | 1 | 1 | 1 | 1 | 1 | 1 | 1 | 1 | 1 | 1 | 1 | 1 | 1 | 1 | 1 | 1 | 1 | 1 | 1 | 1 | 1 | 1 | 0 | 0 |  | 100% | 1 | 1 | 1 | 1 | 1 | 1 | 1 | 1 | 1 | 1 | 1 | 1 | 1 | 1 | 1 | 1 | 1 | 1 | 1 | 1 | 1 | 1 | 1 | 1 | 1 | 1 | 1 | 1 | 1 | 1 | 1 | 0 | 0 |  | 100% | 1 | 1 | 1 | 1 | 1 | 1 | 1 | 1 | 1 | 1 | 1 | 1 | 1 | 1 | 1 | 1 | 1 | 1 | 1 | 1 | 1 | 1 | 1 | 1 | 1 | 1 | 1 | 1 | 1 | 1 | 0 | 0 |  | 100% | 1 | 1 | 1 | 1 | 1 | 1 | 1 | 1 | 1 | 1 | 1 | 1 | 1 | 1 | 1 | 1 | 1 | 1 | 1 | 1 | 1 | 1 | 1 | 1 | 1 | 1 | 1 | 1 | 1 | 1 | 1 | 0 | 0 |  | 100% | 1 | 1 | 1 | 1 | 1 | 1 | 1 | 1 | 1 | 1 | 1 | 1 | 1 | 1 | 1 | 1 | 1 | 1 | 1 | 1 | 1 | 1 | 1 | 1 | 1 | 1 | 1 | 1 | 1 | 1 | 1 | 0 | 0 |  | 100% | 1 | 1 | 1 | 1 | 1 | 1 | 1 | 1 | 1 | 1 | 1 | 1 | 1 | 1 | 1 | 1 | 1 | 1 | 1 | 1 | 1 | 1 | 1 | 1 | 1 | 1 | 1 | 1 | 1 | 1 | 0 | 0 |  | 100% | 1 | 1 | 1 | 1 | 1 | 1 | 1 | 1 | 1 | 1 | 1 | 1 | 1 | 1 | 1 | 1 | 1 | 1 | 1 | 1 | 1 | 1 | 1 | 1 | 1 | 1 | 1 | 1 | 1 | 1 | 1 | 0 | 0 |  | 100% | 1 | 1 | 1 | 1 | 1 | 1 | 1 | 1 | 1 | 1 | 1 | 1 | 1 | 1 | 1 | 1 | 1 | 1 | 1 | 1 | 1 | 1 | 1 | 1 | 1 | 1 | 1 | 1 | 1 | 1 | 0 | 0 |  | 100% | 1 | 1 | 1 | 1 | 1 | 1 | 1 | 1 | 1 | 1 | 1 | 1 | 1 | 1 | 1 | 1 | 1 | 1 | 1 | 1 | 1 | 1 | 1 | 1 | 1 | 1 | 1 | 1 | 1 | 1 | 1 | 0 | 0 |  | 100% | 0 | 0 |  | 100% | bar: 2027-01-01 to 2027-01-31
| EXTRACTEUR LOCAL HT | Extracteur local HT | SIEGE | BAT 1 EXT PARKING | CLIMAT | VENTILATION | EXTEMV | EXTRACTEUR (VMC) | ALDES | TEVC1 D1 |  |  | 2 | 2 | [31 empty] | 0 | 0 |  | 100% | 1 | 1 | 1 | 1 | 1 | 1 | 1 | 1 | 1 | 1 | 1 | 1 | 1 | 1 | 1 | 1 | 1 | 1 | 1 | 1 | 1 | 1 | 1 | 1 | 1 | 1 | 1 | 1 | 0 | 0 |  | 100% | 1 | 1 | 1 | 1 | 1 | 1 | 1 | 1 | 1 | 1 | 1 | 1 | 1 | 1 | 1 | 1 | 1 | 1 | 1 | 1 | 1 | 1 | 1 | 1 | 1 | 1 | 1 | 1 | 1 | 1 | 1 | 0 | 0 |  | 100% | 1 | 1 | 1 | 1 | 1 | 1 | 1 | 1 | 1 | 1 | 1 | 1 | 1 | 1 | 1 | 1 | 1 | 1 | 1 | 1 | 1 | 1 | 1 | 1 | 1 | 1 | 1 | 1 | 1 | 1 | 0 | 0 |  | 100% | 1 | 1 | 1 | 1 | 1 | 1 | 1 | 1 | 1 | 1 | 1 | 1 | 1 | 1 | 1 | 1 | 1 | 1 | 1 | 1 | 1 | 1 | 1 | 1 | 1 | 1 | 1 | 1 | 1 | 1 | 1 | 0 | 0 |  | 100% | 1 | 1 | 1 | 1 | 1 | 1 | 1 | 1 | 1 | 1 | 1 | 1 | 1 | 1 | 1 | 1 | 1 | 1 | 1 | 1 | 1 | 1 | 1 | 1 | 1 | 1 | 1 | 1 | 1 | 1 | 0 | 0 |  | 100% | 1 | 1 | 1 | 1 | 1 | 1 | 1 | 1 | 1 | 1 | 1 | 1 | 1 | 1 | 1 | 1 | 1 | 1 | 1 | 1 | 1 | 1 | 1 | 1 | 1 | 1 | 1 | 1 | 1 | 1 | 1 | 0 | 0 |  | 100% | 1 | 1 | 1 | 1 | 1 | 1 | 1 | 1 | 1 | 1 | 1 | 1 | 1 | 1 | 1 | 1 | 1 | 1 | 1 | 1 | 1 | 1 | 1 | 1 | 1 | 1 | 1 | 1 | 1 | 1 | 1 | 0 | 0 |  | 100% | 1 | 1 | 1 | 1 | 1 | 1 | 1 | 1 | 1 | 1 | 1 | 1 | 1 | 1 | 1 | 1 | 1 | 1 | 1 | 1 | 1 | 1 | 1 | 1 | 1 | 1 | 1 | 1 | 1 | 1 | 0 | 0 |  | 100% | 1 | 1 | 1 | 1 | 1 | 1 | 1 | 1 | 1 | 1 | 1 | 1 | 1 | 1 | 1 | 1 | 1 | 1 | 1 | 1 | 1 | 1 | 1 | 1 | 1 | 1 | 1 | 1 | 1 | 1 | 1 | 0 | 0 |  | 100% | 1 | 1 | 1 | 1 | 1 | 1 | 1 | 1 | 1 | 1 | 1 | 1 | 1 | 1 | 1 | 1 | 1 | 1 | 1 | 1 | 1 | 1 | 1 | 1 | 1 | 1 | 1 | 1 | 1 | 1 | 0 | 0 |  | 100% | 1 | 1 | 1 | 1 | 1 | 1 | 1 | 1 | 1 | 1 | 1 | 1 | 1 | 1 | 1 | 1 | 1 | 1 | 1 | 1 | 1 | 1 | 1 | 1 | 1 | 1 | 1 | 1 | 1 | 1 | 1 | 0 | 0 |  | 100% | 0 | 0 |  | 100% | bar: 2027-01-01 to 2027-01-31
| GF1 CARRIER SIEGE | Groupe froid CARRIER N°1 | SIEGE | BAT 1 EXT | CLIMAT | CLIMATISATION | GRPECA | GROUPE FROID CODENSEUR A AIR | CARRIER | 30RB0342--0709-PE N°SER:12L115124 | 310 KW | 2011 | 1 | 1 | [31 empty] | 0 | 0 |  | 100% | 1 | 1 | 1 | 1 | 1 | 1 | 1 | 1 | 1 | 1 | 1 | 1 | 1 | 1 | 1 | 1 | 1 | 1 | 1 | 1 | 1 | 1 | 1 | 1 | 1 | 1 | 1 | 1 | 0 | 0 |  | 100% | 1 | 1 | 1 | 1 | 1 | 1 | 1 | 1 | 1 | 1 | 1 | 1 | 1 | 1 | 1 | 1 | 1 | 1 | 1 | 1 | 1 | 1 | 1 | 1 | 1 | 1 | 1 | 1 | 1 | 1 | 1 | 0 | 0 |  | 100% | 1 | 1 | 1 | 1 | 1 | 1 | 1 | 1 | 1 | 1 | 1 | 1 | 1 | 1 | 1 | 1 | 1 | 1 | 1 | 1 | 1 | 1 | 1 | 1 | 1 | 1 | 1 | 1 | 1 | 1 | 0 | 0 |  | 100% | 1 | 1 | 1 | 1 | 1 | 1 | 1 | 1 | 1 | 1 | 1 | 1 | 1 | 1 | 1 | 1 | 1 | 1 | 1 | 1 | 1 | 1 | 1 | 1 | 1 | 1 | 1 | 1 | 1 | 1 | 1 | 0 | 0 |  | 100% | 1 | 1 | 1 | 1 | 1 | 1 | 1 | 1 | 1 | 1 | 1 | 1 | 1 | 1 | 1 | 1 | 1 | 1 | 1 | 1 | 1 | 1 | 1 | 1 | 1 | 1 | 1 | 1 | 1 | 1 | 0 | 0 |  | 100% | 1 | 1 | 1 | 1 | 1 | 1 | 1 | 1 | 1 | 1 | 1 | 1 | 1 | 1 | 1 | 1 | 1 | 1 | 1 | 1 | 1 | 1 | 1 | 1 | 1 | 1 | 1 | 1 | 1 | 1 | 1 | 0 | 0 |  | 100% | 1 | 1 | 1 | 1 | 1 | 1 | 1 | 1 | 1 | 1 | 1 | 1 | 1 | 1 | 1 | 1 | 1 | 1 | 1 | 1 | 1 | 1 | 1 | 1 | 1 | 1 | 1 | 1 | 1 | 1 | 1 | 0 | 0 |  | 100% | 1 | 1 | 1 | 1 | 1 | 1 | 1 | 1 | 1 | 1 | 1 | 1 | 1 | 1 | 1 | 1 | 1 | 1 | 1 | 1 | 1 | 1 | 1 | 1 | 1 | 1 | 1 | 1 | 1 | 1 | 0 | 0 |  | 100% | 1 | 1 | 1 | 1 | 1 | 1 | 1 | 1 | 1 | 1 | 1 | 1 | 1 | 1 | 1 | 1 | 1 | 1 | 1 | 1 | 1 | 1 | 1 | 1 | 1 | 1 | 1 | 1 | 1 | 1 | 1 | 0 | 0 |  | 100% | 1 | 1 | 1 | 1 | 1 | 1 | 1 | 1 | 1 | 1 | 1 | 1 | 1 | 1 | 1 | 1 | 1 | 1 | 1 | 1 | 1 | 1 | 1 | 1 | 1 | 1 | 1 | 1 | 1 | 1 | 0 | 0 |  | 100% | 1 | 1 | 1 | 1 | 1 | 1 | 1 | 1 | 1 | 1 | 1 | 1 | 1 | 1 | 1 | 1 | 1 | 1 | 1 | 1 | 1 | 1 | 1 | 1 | 1 | 1 | 1 | 1 | 1 | 1 | 1 | 0 | 0 |  | 100% | 0 | 0 |  | 100% | bar: 2027-01-01 to 2027-01-31
| GF2 CARRIER SIEGE | Groupe froid CARRIER N°2 | SIEGE | BAT 1 EXT | CLIMAT | CLIMATISATION | GRPECA | GROUPE FROID CODENSEUR A AIR | CARRIER | 30RB0342--0816-PE N°SER:M2012351746 | 310 KW | 2012 | 1 | 1 | [31 empty] | 0 | 0 |  | 100% | 1 | 1 | 1 | 1 | 1 | 1 | 1 | 1 | 1 | 1 | 1 | 1 | 1 | 1 | 1 | 1 | 1 | 1 | 1 | 1 | 1 | 1 | 1 | 1 | 1 | 1 | 1 | 1 | 0 | 0 |  | 100% | 1 | 1 | 1 | 1 | 1 | 1 | 1 | 1 | 1 | 1 | 1 | 1 | 1 | 1 | 1 | 1 | 1 | 1 | 1 | 1 | 1 | 1 | 1 | 1 | 1 | 1 | 1 | 1 | 1 | 1 | 1 | 0 | 0 |  | 100% | 1 | 1 | 1 | 1 | 1 | 1 | 1 | 1 | 1 | 1 | 1 | 1 | 1 | 1 | 1 | 1 | 1 | 1 | 1 | 1 | 1 | 1 | 1 | 1 | 1 | 1 | 1 | 1 | 1 | 1 | 0 | 0 |  | 100% | 1 | 1 | 1 | 1 | 1 | 1 | 1 | 1 | 1 | 1 | 1 | 1 | 1 | 1 | 1 | 1 | 1 | 1 | 1 | 1 | 1 | 1 | 1 | 1 | 1 | 1 | 1 | 1 | 1 | 1 | 1 | 0 | 0 |  | 100% | 1 | 1 | 1 | 1 | 1 | 1 | 1 | 1 | 1 | 1 | 1 | 1 | 1 | 1 | 1 | 1 | 1 | 1 | 1 | 1 | 1 | 1 | 1 | 1 | 1 | 1 | 1 | 1 | 1 | 1 | 0 | 0 |  | 100% | 1 | 1 | 1 | 1 | 1 | 1 | 1 | 1 | 1 | 1 | 1 | 1 | 1 | 1 | 1 | 1 | 1 | 1 | 1 | 1 | 1 | 1 | 1 | 1 | 1 | 1 | 1 | 1 | 1 | 1 | 1 | 0 | 0 |  | 100% | 1 | 1 | 1 | 1 | 1 | 1 | 1 | 1 | 1 | 1 | 1 | 1 | 1 | 1 | 1 | 1 | 1 | 1 | 1 | 1 | 1 | 1 | 1 | 1 | 1 | 1 | 1 | 1 | 1 | 1 | 1 | 0 | 0 |  | 100% | 1 | 1 | 1 | 1 | 1 | 1 | 1 | 1 | 1 | 1 | 1 | 1 | 1 | 1 | 1 | 1 | 1 | 1 | 1 | 1 | 1 | 1 | 1 | 1 | 1 | 1 | 1 | 1 | 1 | 1 | 0 | 0 |  | 100% | 1 | 1 | 1 | 1 | 1 | 1 | 1 | 1 | 1 | 1 | 1 | 1 | 1 | 1 | 1 | 1 | 1 | 1 | 1 | 1 | 1 | 1 | 1 | 1 | 1 | 1 | 1 | 1 | 1 | 1 | 1 | 0 | 0 |  | 100% | 1 | 1 | 1 | 1 | 1 | 1 | 1 | 1 | 1 | 1 | 1 | 1 | 1 | 1 | 1 | 1 | 1 | 1 | 1 | 1 | 1 | 1 | 1 | 1 | 1 | 1 | 1 | 1 | 1 | 1 | 0 | 0 |  | 100% | 1 | 1 | 1 | 1 | 1 | 1 | 1 | 1 | 1 | 1 | 1 | 1 | 1 | 1 | 1 | 1 | 1 | 1 | 1 | 1 | 1 | 1 | 1 | 1 | 1 | 1 | 1 | 1 | 1 | 1 | 1 | 0 | 0 |  | 100% | 0 | 0 |  | 100% | bar: 2027-01-01 to 2027-01-31
| PAC CARRIER SIEGE | Pompe à chaleur CARRIER | SIEGE | BAT 1 EXT | CLIMAT | CLIMATISATION | GRPREF | GROUPE DE REFROIDISSEMENT PAC | CARRIER | 30RQS - 140-0233-PE N°SER:M20212351787 | 314 KW | 2012 | 2 | 1 | [31 empty] | 0 | 0 |  | 100% | 1 | 1 | 1 | 1 | 1 | 1 | 1 | 1 | 1 | 1 | 1 | 1 | 1 | 1 | 1 | 1 | 1 | 1 | 1 | 1 | 1 | 1 | 1 | 1 | 1 | 1 | 1 | 1 | 0 | 0 |  | 100% | 1 | 1 | 1 | 1 | 1 | 1 | 1 | 1 | 1 | 1 | 1 | 1 | 1 | 1 | 1 | 1 | 1 | 1 | 1 | 1 | 1 | 1 | 1 | 1 | 1 | 1 | 1 | 1 | 1 | 1 | 1 | 0 | 0 |  | 100% | 1 | 1 | 1 | 1 | 1 | 1 | 1 | 1 | 1 | 1 | 1 | 1 | 1 | 1 | 1 | 1 | 1 | 1 | 1 | 1 | 1 | 1 | 1 | 1 | 1 | 1 | 1 | 1 | 1 | 1 | 0 | 0 |  | 100% | 1 | 1 | 1 | 1 | 1 | 1 | 1 | 1 | 1 | 1 | 1 | 1 | 1 | 1 | 1 | 1 | 1 | 1 | 1 | 1 | 1 | 1 | 1 | 1 | 1 | 1 | 1 | 1 | 1 | 1 | 1 | 0 | 0 |  | 100% | 1 | 1 | 1 | 1 | 1 | 1 | 1 | 1 | 1 | 1 | 1 | 1 | 1 | 1 | 1 | 1 | 1 | 1 | 1 | 1 | 1 | 1 | 1 | 1 | 1 | 1 | 1 | 1 | 1 | 1 | 0 | 0 |  | 100% | 1 | 1 | 1 | 1 | 1 | 1 | 1 | 1 | 1 | 1 | 1 | 1 | 1 | 1 | 1 | 1 | 1 | 1 | 1 | 1 | 1 | 1 | 1 | 1 | 1 | 1 | 1 | 1 | 1 | 1 | 1 | 0 | 0 |  | 100% | 1 | 1 | 1 | 1 | 1 | 1 | 1 | 1 | 1 | 1 | 1 | 1 | 1 | 1 | 1 | 1 | 1 | 1 | 1 | 1 | 1 | 1 | 1 | 1 | 1 | 1 | 1 | 1 | 1 | 1 | 1 | 0 | 0 |  | 100% | 1 | 1 | 1 | 1 | 1 | 1 | 1 | 1 | 1 | 1 | 1 | 1 | 1 | 1 | 1 | 1 | 1 | 1 | 1 | 1 | 1 | 1 | 1 | 1 | 1 | 1 | 1 | 1 | 1 | 1 | 0 | 0 |  | 100% | 1 | 1 | 1 | 1 | 1 | 1 | 1 | 1 | 1 | 1 | 1 | 1 | 1 | 1 | 1 | 1 | 1 | 1 | 1 | 1 | 1 | 1 | 1 | 1 | 1 | 1 | 1 | 1 | 1 | 1 | 1 | 0 | 0 |  | 100% | 1 | 1 | 1 | 1 | 1 | 1 | 1 | 1 | 1 | 1 | 1 | 1 | 1 | 1 | 1 | 1 | 1 | 1 | 1 | 1 | 1 | 1 | 1 | 1 | 1 | 1 | 1 | 1 | 1 | 1 | 0 | 0 |  | 100% | 1 | 1 | 1 | 1 | 1 | 1 | 1 | 1 | 1 | 1 | 1 | 1 | 1 | 1 | 1 | 1 | 1 | 1 | 1 | 1 | 1 | 1 | 1 | 1 | 1 | 1 | 1 | 1 | 1 | 1 | 1 | 0 | 0 |  | 100% | 0 | 0 |  | 100% | bar: 2027-01-01 to 2027-01-31
| POMPE N°1 EG | Pompe N°1 | SIEGE | BAT 1 LOCAL FROID N-1 | CLIMAT | CLIMATISATION | PPECLI | POMPE DISTRIB CLIM | GRUNDFOSS | TPE 80-270/4 AFA BAQE |  |  | 1 | 1 | [31 empty] | 0 | 0 |  | 100% | 1 | 1 | 1 | 1 | 1 | 1 | 1 | 1 | 1 | 1 | 1 | 1 | 1 | 1 | 1 | 1 | 1 | 1 | 1 | 1 | 1 | 1 | 1 | 1 | 1 | 1 | 1 | 1 | 0 | 0 |  | 100% | 1 | 1 | 1 | 1 | 1 | 1 | 1 | 1 | 1 | 1 | 1 | 1 | 1 | 1 | 1 | 1 | 1 | 1 | 1 | 1 | 1 | 1 | 1 | 1 | 1 | 1 | 1 | 1 | 1 | 1 | 1 | 0 | 0 |  | 100% | 1 | 1 | 1 | 1 | 1 | 1 | 1 | 1 | 1 | 1 | 1 | 1 | 1 | 1 | 1 | 1 | 1 | 1 | 1 | 1 | 1 | 1 | 1 | 1 | 1 | 1 | 1 | 1 | 1 | 1 | 0 | 0 |  | 100% | 1 | 1 | 1 | 1 | 1 | 1 | 1 | 1 | 1 | 1 | 1 | 1 | 1 | 1 | 1 | 1 | 1 | 1 | 1 | 1 | 1 | 1 | 1 | 1 | 1 | 1 | 1 | 1 | 1 | 1 | 1 | 0 | 0 |  | 100% | 1 | 1 | 1 | 1 | 1 | 1 | 1 | 1 | 1 | 1 | 1 | 1 | 1 | 1 | 1 | 1 | 1 | 1 | 1 | 1 | 1 | 1 | 1 | 1 | 1 | 1 | 1 | 1 | 1 | 1 | 0 | 0 |  | 100% | 1 | 1 | 1 | 1 | 1 | 1 | 1 | 1 | 1 | 1 | 1 | 1 | 1 | 1 | 1 | 1 | 1 | 1 | 1 | 1 | 1 | 1 | 1 | 1 | 1 | 1 | 1 | 1 | 1 | 1 | 1 | 0 | 0 |  | 100% | 1 | 1 | 1 | 1 | 1 | 1 | 1 | 1 | 1 | 1 | 1 | 1 | 1 | 1 | 1 | 1 | 1 | 1 | 1 | 1 | 1 | 1 | 1 | 1 | 1 | 1 | 1 | 1 | 1 | 1 | 1 | 0 | 0 |  | 100% | 1 | 1 | 1 | 1 | 1 | 1 | 1 | 1 | 1 | 1 | 1 | 1 | 1 | 1 | 1 | 1 | 1 | 1 | 1 | 1 | 1 | 1 | 1 | 1 | 1 | 1 | 1 | 1 | 1 | 1 | 0 | 0 |  | 100% | 1 | 1 | 1 | 1 | 1 | 1 | 1 | 1 | 1 | 1 | 1 | 1 | 1 | 1 | 1 | 1 | 1 | 1 | 1 | 1 | 1 | 1 | 1 | 1 | 1 | 1 | 1 | 1 | 1 | 1 | 1 | 0 | 0 |  | 100% | 1 | 1 | 1 | 1 | 1 | 1 | 1 | 1 | 1 | 1 | 1 | 1 | 1 | 1 | 1 | 1 | 1 | 1 | 1 | 1 | 1 | 1 | 1 | 1 | 1 | 1 | 1 | 1 | 1 | 1 | 0 | 0 |  | 100% | 1 | 1 | 1 | 1 | 1 | 1 | 1 | 1 | 1 | 1 | 1 | 1 | 1 | 1 | 1 | 1 | 1 | 1 | 1 | 1 | 1 | 1 | 1 | 1 | 1 | 1 | 1 | 1 | 1 | 1 | 1 | 0 | 0 |  | 100% | 0 | 0 |  | 100% | bar: 2027-01-01 to 2027-01-31
| POMPE N°2 EG | Pompe N°2 | SIEGE | BAT 1 LOCAL FROID N-1 | CLIMAT | CLIMATISATION | PPECLI | POMPE DISTRIB CLIM | GRUNDFOSS | TPE 80-270/4 AFA BAQE |  |  | 1 | 1 | [31 empty] | 0 | 0 |  | 100% | 1 | 1 | 1 | 1 | 1 | 1 | 1 | 1 | 1 | 1 | 1 | 1 | 1 | 1 | 1 | 1 | 1 | 1 | 1 | 1 | 1 | 1 | 1 | 1 | 1 | 1 | 1 | 1 | 0 | 0 |  | 100% | 1 | 1 | 1 | 1 | 1 | 1 | 1 | 1 | 1 | 1 | 1 | 1 | 1 | 1 | 1 | 1 | 1 | 1 | 1 | 1 | 1 | 1 | 1 | 1 | 1 | 1 | 1 | 1 | 1 | 1 | 1 | 0 | 0 |  | 100% | 1 | 1 | 1 | 1 | 1 | 1 | 1 | 1 | 1 | 1 | 1 | 1 | 1 | 1 | 1 | 1 | 1 | 1 | 1 | 1 | 1 | 1 | 1 | 1 | 1 | 1 | 1 | 1 | 1 | 1 | 0 | 0 |  | 100% | 1 | 1 | 1 | 1 | 1 | 1 | 1 | 1 | 1 | 1 | 1 | 1 | 1 | 1 | 1 | 1 | 1 | 1 | 1 | 1 | 1 | 1 | 1 | 1 | 1 | 1 | 1 | 1 | 1 | 1 | 1 | 0 | 0 |  | 100% | 1 | 1 | 1 | 1 | 1 | 1 | 1 | 1 | 1 | 1 | 1 | 1 | 1 | 1 | 1 | 1 | 1 | 1 | 1 | 1 | 1 | 1 | 1 | 1 | 1 | 1 | 1 | 1 | 1 | 1 | 0 | 0 |  | 100% | 1 | 1 | 1 | 1 | 1 | 1 | 1 | 1 | 1 | 1 | 1 | 1 | 1 | 1 | 1 | 1 | 1 | 1 | 1 | 1 | 1 | 1 | 1 | 1 | 1 | 1 | 1 | 1 | 1 | 1 | 1 | 0 | 0 |  | 100% | 1 | 1 | 1 | 1 | 1 | 1 | 1 | 1 | 1 | 1 | 1 | 1 | 1 | 1 | 1 | 1 | 1 | 1 | 1 | 1 | 1 | 1 | 1 | 1 | 1 | 1 | 1 | 1 | 1 | 1 | 1 | 0 | 0 |  | 100% | 1 | 1 | 1 | 1 | 1 | 1 | 1 | 1 | 1 | 1 | 1 | 1 | 1 | 1 | 1 | 1 | 1 | 1 | 1 | 1 | 1 | 1 | 1 | 1 | 1 | 1 | 1 | 1 | 1 | 1 | 0 | 0 |  | 100% | 1 | 1 | 1 | 1 | 1 | 1 | 1 | 1 | 1 | 1 | 1 | 1 | 1 | 1 | 1 | 1 | 1 | 1 | 1 | 1 | 1 | 1 | 1 | 1 | 1 | 1 | 1 | 1 | 1 | 1 | 1 | 0 | 0 |  | 100% | 1 | 1 | 1 | 1 | 1 | 1 | 1 | 1 | 1 | 1 | 1 | 1 | 1 | 1 | 1 | 1 | 1 | 1 | 1 | 1 | 1 | 1 | 1 | 1 | 1 | 1 | 1 | 1 | 1 | 1 | 0 | 0 |  | 100% | 1 | 1 | 1 | 1 | 1 | 1 | 1 | 1 | 1 | 1 | 1 | 1 | 1 | 1 | 1 | 1 | 1 | 1 | 1 | 1 | 1 | 1 | 1 | 1 | 1 | 1 | 1 | 1 | 1 | 1 | 1 | 0 | 0 |  | 100% | 0 | 0 |  | 100% | bar: 2027-01-01 to 2027-01-31
| BALLON STOCKAGE | BALLON STOCKAGE EG | SIEGE | BAT 1 LOCAL FROID N-1 | CLIMAT | CLIMATISATION | [6 empty] | 1 | 1 | [31 empty] | 0 | 0 |  | 100% | 1 | 1 | 1 | 1 | 1 | 1 | 1 | 1 | 1 | 1 | 1 | 1 | 1 | 1 | 1 | 1 | 1 | 1 | 1 | 1 | 1 | 1 | 1 | 1 | 1 | 1 | 1 | 1 | 0 | 0 |  | 100% | 1 | 1 | 1 | 1 | 1 | 1 | 1 | 1 | 1 | 1 | 1 | 1 | 1 | 1 | 1 | 1 | 1 | 1 | 1 | 1 | 1 | 1 | 1 | 1 | 1 | 1 | 1 | 1 | 1 | 1 | 1 | 0 | 0 |  | 100% | 1 | 1 | 1 | 1 | 1 | 1 | 1 | 1 | 1 | 1 | 1 | 1 | 1 | 1 | 1 | 1 | 1 | 1 | 1 | 1 | 1 | 1 | 1 | 1 | 1 | 1 | 1 | 1 | 1 | 1 | 0 | 0 |  | 100% | 1 | 1 | 1 | 1 | 1 | 1 | 1 | 1 | 1 | 1 | 1 | 1 | 1 | 1 | 1 | 1 | 1 | 1 | 1 | 1 | 1 | 1 | 1 | 1 | 1 | 1 | 1 | 1 | 1 | 1 | 1 | 0 | 0 |  | 100% | 1 | 1 | 1 | 1 | 1 | 1 | 1 | 1 | 1 | 1 | 1 | 1 | 1 | 1 | 1 | 1 | 1 | 1 | 1 | 1 | 1 | 1 | 1 | 1 | 1 | 1 | 1 | 1 | 1 | 1 | 0 | 0 |  | 100% | 1 | 1 | 1 | 1 | 1 | 1 | 1 | 1 | 1 | 1 | 1 | 1 | 1 | 1 | 1 | 1 | 1 | 1 | 1 | 1 | 1 | 1 | 1 | 1 | 1 | 1 | 1 | 1 | 1 | 1 | 1 | 0 | 0 |  | 100% | 1 | 1 | 1 | 1 | 1 | 1 | 1 | 1 | 1 | 1 | 1 | 1 | 1 | 1 | 1 | 1 | 1 | 1 | 1 | 1 | 1 | 1 | 1 | 1 | 1 | 1 | 1 | 1 | 1 | 1 | 1 | 0 | 0 |  | 100% | 1 | 1 | 1 | 1 | 1 | 1 | 1 | 1 | 1 | 1 | 1 | 1 | 1 | 1 | 1 | 1 | 1 | 1 | 1 | 1 | 1 | 1 | 1 | 1 | 1 | 1 | 1 | 1 | 1 | 1 | 0 | 0 |  | 100% | 1 | 1 | 1 | 1 | 1 | 1 | 1 | 1 | 1 | 1 | 1 | 1 | 1 | 1 | 1 | 1 | 1 | 1 | 1 | 1 | 1 | 1 | 1 | 1 | 1 | 1 | 1 | 1 | 1 | 1 | 1 | 0 | 0 |  | 100% | 1 | 1 | 1 | 1 | 1 | 1 | 1 | 1 | 1 | 1 | 1 | 1 | 1 | 1 | 1 | 1 | 1 | 1 | 1 | 1 | 1 | 1 | 1 | 1 | 1 | 1 | 1 | 1 | 1 | 1 | 0 | 0 |  | 100% | 1 | 1 | 1 | 1 | 1 | 1 | 1 | 1 | 1 | 1 | 1 | 1 | 1 | 1 | 1 | 1 | 1 | 1 | 1 | 1 | 1 | 1 | 1 | 1 | 1 | 1 | 1 | 1 | 1 | 1 | 1 | 0 | 0 |  | 100% | 0 | 0 |  | 100% | bar: 2027-01-01 to 2027-01-31
| POMPE REL. 1 SIEGE | Pompe relevage N°1 | SIEGE | BAT 1 LOCAL FROID N-1 | PLBSAN | PLOMBERIE SANITAIRE | PPEREL | POMPE DE RELEVAGE |  |  |  |  | 2 | 1 | [31 empty] | 0 | 0 |  | 100% | 1 | 1 | 1 | 1 | 1 | 1 | 1 | 1 | 1 | 1 | 1 | 1 | 1 | 1 | 1 | 1 | 1 | 1 | 1 | 1 | 1 | 1 | 1 | 1 | 1 | 1 | 1 | 1 | 0 | 0 |  | 100% | 1 | 1 | 1 | 1 | 1 | 1 | 1 | 1 | 1 | 1 | 1 | 1 | 1 | 1 | 1 | 1 | 1 | 1 | 1 | 1 | 1 | 1 | 1 | 1 | 1 | 1 | 1 | 1 | 1 | 1 | 1 | 0 | 0 |  | 100% | 1 | 1 | 1 | 1 | 1 | 1 | 1 | 1 | 1 | 1 | 1 | 1 | 1 | 1 | 1 | 1 | 1 | 1 | 1 | 1 | 1 | 1 | 1 | 1 | 1 | 1 | 1 | 1 | 1 | 1 | 0 | 0 |  | 100% | 1 | 1 | 1 | 1 | 1 | 1 | 1 | 1 | 1 | 1 | 1 | 1 | 1 | 1 | 1 | 1 | 1 | 1 | 1 | 1 | 1 | 1 | 1 | 1 | 1 | 1 | 1 | 1 | 1 | 1 | 1 | 0 | 0 |  | 100% | 1 | 1 | 1 | 1 | 1 | 1 | 1 | 1 | 1 | 1 | 1 | 1 | 1 | 1 | 1 | 1 | 1 | 1 | 1 | 1 | 1 | 1 | 1 | 1 | 1 | 1 | 1 | 1 | 1 | 1 | 0 | 0 |  | 100% | 1 | 1 | 1 | 1 | 1 | 1 | 1 | 1 | 1 | 1 | 1 | 1 | 1 | 1 | 1 | 1 | 1 | 1 | 1 | 1 | 1 | 1 | 1 | 1 | 1 | 1 | 1 | 1 | 1 | 1 | 1 | 0 | 0 |  | 100% | 1 | 1 | 1 | 1 | 1 | 1 | 1 | 1 | 1 | 1 | 1 | 1 | 1 | 1 | 1 | 1 | 1 | 1 | 1 | 1 | 1 | 1 | 1 | 1 | 1 | 1 | 1 | 1 | 1 | 1 | 1 | 0 | 0 |  | 100% | 1 | 1 | 1 | 1 | 1 | 1 | 1 | 1 | 1 | 1 | 1 | 1 | 1 | 1 | 1 | 1 | 1 | 1 | 1 | 1 | 1 | 1 | 1 | 1 | 1 | 1 | 1 | 1 | 1 | 1 | 0 | 0 |  | 100% | 1 | 1 | 1 | 1 | 1 | 1 | 1 | 1 | 1 | 1 | 1 | 1 | 1 | 1 | 1 | 1 | 1 | 1 | 1 | 1 | 1 | 1 | 1 | 1 | 1 | 1 | 1 | 1 | 1 | 1 | 1 | 0 | 0 |  | 100% | 1 | 1 | 1 | 1 | 1 | 1 | 1 | 1 | 1 | 1 | 1 | 1 | 1 | 1 | 1 | 1 | 1 | 1 | 1 | 1 | 1 | 1 | 1 | 1 | 1 | 1 | 1 | 1 | 1 | 1 | 0 | 0 |  | 100% | 1 | 1 | 1 | 1 | 1 | 1 | 1 | 1 | 1 | 1 | 1 | 1 | 1 | 1 | 1 | 1 | 1 | 1 | 1 | 1 | 1 | 1 | 1 | 1 | 1 | 1 | 1 | 1 | 1 | 1 | 1 | 0 | 0 |  | 100% | 0 | 0 |  | 100% | bar: 2027-01-01 to 2027-01-31
| POMPE REL. 2 SIEGE | Pompe relavage N°2 | SIEGE | BAT 1 LOCAL FROID N-1 | PLBSAN | PLOMBERIE SANITAIRE | PPEREL | POMPE DE RELEVAGE |  |  |  |  | 2 | 1 | [31 empty] | 0 | 0 |  | 100% | 1 | 1 | 1 | 1 | 1 | 1 | 1 | 1 | 1 | 1 | 1 | 1 | 1 | 1 | 1 | 1 | 1 | 1 | 1 | 1 | 1 | 1 | 1 | 1 | 1 | 1 | 1 | 1 | 0 | 0 |  | 100% | 1 | 1 | 1 | 1 | 1 | 1 | 1 | 1 | 1 | 1 | 1 | 1 | 1 | 1 | 1 | 1 | 1 | 1 | 1 | 1 | 1 | 1 | 1 | 1 | 1 | 1 | 1 | 1 | 1 | 1 | 1 | 0 | 0 |  | 100% | 1 | 1 | 1 | 1 | 1 | 1 | 1 | 1 | 1 | 1 | 1 | 1 | 1 | 1 | 1 | 1 | 1 | 1 | 1 | 1 | 1 | 1 | 1 | 1 | 1 | 1 | 1 | 1 | 1 | 1 | 0 | 0 |  | 100% | 1 | 1 | 1 | 1 | 1 | 1 | 1 | 1 | 1 | 1 | 1 | 1 | 1 | 1 | 1 | 1 | 1 | 1 | 1 | 1 | 1 | 1 | 1 | 1 | 1 | 1 | 1 | 1 | 1 | 1 | 1 | 0 | 0 |  | 100% | 1 | 1 | 1 | 1 | 1 | 1 | 1 | 1 | 1 | 1 | 1 | 1 | 1 | 1 | 1 | 1 | 1 | 1 | 1 | 1 | 1 | 1 | 1 | 1 | 1 | 1 | 1 | 1 | 1 | 1 | 0 | 0 |  | 100% | 1 | 1 | 1 | 1 | 1 | 1 | 1 | 1 | 1 | 1 | 1 | 1 | 1 | 1 | 1 | 1 | 1 | 1 | 1 | 1 | 1 | 1 | 1 | 1 | 1 | 1 | 1 | 1 | 1 | 1 | 1 | 0 | 0 |  | 100% | 1 | 1 | 1 | 1 | 1 | 1 | 1 | 1 | 1 | 1 | 1 | 1 | 1 | 1 | 1 | 1 | 1 | 1 | 1 | 1 | 1 | 1 | 1 | 1 | 1 | 1 | 1 | 1 | 1 | 1 | 1 | 0 | 0 |  | 100% | 1 | 1 | 1 | 1 | 1 | 1 | 1 | 1 | 1 | 1 | 1 | 1 | 1 | 1 | 1 | 1 | 1 | 1 | 1 | 1 | 1 | 1 | 1 | 1 | 1 | 1 | 1 | 1 | 1 | 1 | 0 | 0 |  | 100% | 1 | 1 | 1 | 1 | 1 | 1 | 1 | 1 | 1 | 1 | 1 | 1 | 1 | 1 | 1 | 1 | 1 | 1 | 1 | 1 | 1 | 1 | 1 | 1 | 1 | 1 | 1 | 1 | 1 | 1 | 1 | 0 | 0 |  | 100% | 1 | 1 | 1 | 1 | 1 | 1 | 1 | 1 | 1 | 1 | 1 | 1 | 1 | 1 | 1 | 1 | 1 | 1 | 1 | 1 | 1 | 1 | 1 | 1 | 1 | 1 | 1 | 1 | 1 | 1 | 0 | 0 |  | 100% | 1 | 1 | 1 | 1 | 1 | 1 | 1 | 1 | 1 | 1 | 1 | 1 | 1 | 1 | 1 | 1 | 1 | 1 | 1 | 1 | 1 | 1 | 1 | 1 | 1 | 1 | 1 | 1 | 1 | 1 | 1 | 0 | 0 |  | 100% | 0 | 0 |  | 100% | bar: 2027-01-01 to 2027-01-31
| COF ELEC REGUL | Coffret regul SAIA+alim pompe EG | SIEGE | BAT 1 LOCAL FROID N-1 | CLIMAT | CLIMATISATION | ARMELE | ARMOIRE / COFFRET ELECTRIQUE |  |  |  |  | 1 | 1 | [31 empty] | 0 | 0 |  | 100% | 1 | 1 | 1 | 1 | 1 | 1 | 1 | 1 | 1 | 1 | 1 | 1 | 1 | 1 | 1 | 1 | 1 | 1 | 1 | 1 | 1 | 1 | 1 | 1 | 1 | 1 | 1 | 1 | 0 | 0 |  | 100% | 1 | 1 | 1 | 1 | 1 | 1 | 1 | 1 | 1 | 1 | 1 | 1 | 1 | 1 | 1 | 1 | 1 | 1 | 1 | 1 | 1 | 1 | 1 | 1 | 1 | 1 | 1 | 1 | 1 | 1 | 1 | 0 | 0 |  | 100% | 1 | 1 | 1 | 1 | 1 | 1 | 1 | 1 | 1 | 1 | 1 | 1 | 1 | 1 | 1 | 1 | 1 | 1 | 1 | 1 | 1 | 1 | 1 | 1 | 1 | 1 | 1 | 1 | 1 | 1 | 0 | 0 |  | 100% | 1 | 1 | 1 | 1 | 1 | 1 | 1 | 1 | 1 | 1 | 1 | 1 | 1 | 1 | 1 | 1 | 1 | 1 | 1 | 1 | 1 | 1 | 1 | 1 | 1 | 1 | 1 | 1 | 1 | 1 | 1 | 0 | 0 |  | 100% | 1 | 1 | 1 | 1 | 1 | 1 | 1 | 1 | 1 | 1 | 1 | 1 | 1 | 1 | 1 | 1 | 1 | 1 | 1 | 1 | 1 | 1 | 1 | 1 | 1 | 1 | 1 | 1 | 1 | 1 | 0 | 0 |  | 100% | 1 | 1 | 1 | 1 | 1 | 1 | 1 | 1 | 1 | 1 | 1 | 1 | 1 | 1 | 1 | 1 | 1 | 1 | 1 | 1 | 1 | 1 | 1 | 1 | 1 | 1 | 1 | 1 | 1 | 1 | 1 | 0 | 0 |  | 100% | 1 | 1 | 1 | 1 | 1 | 1 | 1 | 1 | 1 | 1 | 1 | 1 | 1 | 1 | 1 | 1 | 1 | 1 | 1 | 1 | 1 | 1 | 1 | 1 | 1 | 1 | 1 | 1 | 1 | 1 | 1 | 0 | 0 |  | 100% | 1 | 1 | 1 | 1 | 1 | 1 | 1 | 1 | 1 | 1 | 1 | 1 | 1 | 1 | 1 | 1 | 1 | 1 | 1 | 1 | 1 | 1 | 1 | 1 | 1 | 1 | 1 | 1 | 1 | 1 | 0 | 0 |  | 100% | 1 | 1 | 1 | 1 | 1 | 1 | 1 | 1 | 1 | 1 | 1 | 1 | 1 | 1 | 1 | 1 | 1 | 1 | 1 | 1 | 1 | 1 | 1 | 1 | 1 | 1 | 1 | 1 | 1 | 1 | 1 | 0 | 0 |  | 100% | 1 | 1 | 1 | 1 | 1 | 1 | 1 | 1 | 1 | 1 | 1 | 1 | 1 | 1 | 1 | 1 | 1 | 1 | 1 | 1 | 1 | 1 | 1 | 1 | 1 | 1 | 1 | 1 | 1 | 1 | 0 | 0 |  | 100% | 1 | 1 | 1 | 1 | 1 | 1 | 1 | 1 | 1 | 1 | 1 | 1 | 1 | 1 | 1 | 1 | 1 | 1 | 1 | 1 | 1 | 1 | 1 | 1 | 1 | 1 | 1 | 1 | 1 | 1 | 1 | 0 | 0 |  | 100% | 0 | 0 |  | 100% | bar: 2027-01-01 to 2027-01-31
| COF ELEC CTA | Coffret cta | SIEGE | BAT 1 LOCAL FROID N-1 | CLIMAT | CLIMATISATION | ARMELE | ARMOIRE / COFFRET ELECTRIQUE |  |  |  |  | 2 | 1 | [31 empty] | 0 | 0 |  | 100% | 1 | 1 | 1 | 1 | 1 | 1 | 1 | 1 | 1 | 1 | 1 | 1 | 1 | 1 | 1 | 1 | 1 | 1 | 1 | 1 | 1 | 1 | 1 | 1 | 1 | 1 | 1 | 1 | 0 | 0 |  | 100% | 1 | 1 | 1 | 1 | 1 | 1 | 1 | 1 | 1 | 1 | 1 | 1 | 1 | 1 | 1 | 1 | 1 | 1 | 1 | 1 | 1 | 1 | 1 | 1 | 1 | 1 | 1 | 1 | 1 | 1 | 1 | 0 | 0 |  | 100% | 1 | 1 | 1 | 1 | 1 | 1 | 1 | 1 | 1 | 1 | 1 | 1 | 1 | 1 | 1 | 1 | 1 | 1 | 1 | 1 | 1 | 1 | 1 | 1 | 1 | 1 | 1 | 1 | 1 | 1 | 0 | 0 |  | 100% | 1 | 1 | 1 | 1 | 1 | 1 | 1 | 1 | 1 | 1 | 1 | 1 | 1 | 1 | 1 | 1 | 1 | 1 | 1 | 1 | 1 | 1 | 1 | 1 | 1 | 1 | 1 | 1 | 1 | 1 | 1 | 0 | 0 |  | 100% | 1 | 1 | 1 | 1 | 1 | 1 | 1 | 1 | 1 | 1 | 1 | 1 | 1 | 1 | 1 | 1 | 1 | 1 | 1 | 1 | 1 | 1 | 1 | 1 | 1 | 1 | 1 | 1 | 1 | 1 | 0 | 0 |  | 100% | 1 | 1 | 1 | 1 | 1 | 1 | 1 | 1 | 1 | 1 | 1 | 1 | 1 | 1 | 1 | 1 | 1 | 1 | 1 | 1 | 1 | 1 | 1 | 1 | 1 | 1 | 1 | 1 | 1 | 1 | 1 | 0 | 0 |  | 100% | 1 | 1 | 1 | 1 | 1 | 1 | 1 | 1 | 1 | 1 | 1 | 1 | 1 | 1 | 1 | 1 | 1 | 1 | 1 | 1 | 1 | 1 | 1 | 1 | 1 | 1 | 1 | 1 | 1 | 1 | 1 | 0 | 0 |  | 100% | 1 | 1 | 1 | 1 | 1 | 1 | 1 | 1 | 1 | 1 | 1 | 1 | 1 | 1 | 1 | 1 | 1 | 1 | 1 | 1 | 1 | 1 | 1 | 1 | 1 | 1 | 1 | 1 | 1 | 1 | 0 | 0 |  | 100% | 1 | 1 | 1 | 1 | 1 | 1 | 1 | 1 | 1 | 1 | 1 | 1 | 1 | 1 | 1 | 1 | 1 | 1 | 1 | 1 | 1 | 1 | 1 | 1 | 1 | 1 | 1 | 1 | 1 | 1 | 1 | 0 | 0 |  | 100% | 1 | 1 | 1 | 1 | 1 | 1 | 1 | 1 | 1 | 1 | 1 | 1 | 1 | 1 | 1 | 1 | 1 | 1 | 1 | 1 | 1 | 1 | 1 | 1 | 1 | 1 | 1 | 1 | 1 | 1 | 0 | 0 |  | 100% | 1 | 1 | 1 | 1 | 1 | 1 | 1 | 1 | 1 | 1 | 1 | 1 | 1 | 1 | 1 | 1 | 1 | 1 | 1 | 1 | 1 | 1 | 1 | 1 | 1 | 1 | 1 | 1 | 1 | 1 | 1 | 0 | 0 |  | 100% | 0 | 0 |  | 100% | bar: 2027-01-01 to 2027-01-31
| COF ELEC-RES ELEC CTA | Coffret electrique resistance cta | SIEGE | BAT 1 LOCAL FROID N-1 | CLIMAT | CLIMATISATION | ARMELE | ARMOIRE / COFFRET ELECTRIQUE | caladair |  |  |  | 2 | 1 | [31 empty] | 0 | 0 |  | 100% | 1 | 1 | 1 | 1 | 1 | 1 | 1 | 1 | 1 | 1 | 1 | 1 | 1 | 1 | 1 | 1 | 1 | 1 | 1 | 1 | 1 | 1 | 1 | 1 | 1 | 1 | 1 | 1 | 0 | 0 |  | 100% | 1 | 1 | 1 | 1 | 1 | 1 | 1 | 1 | 1 | 1 | 1 | 1 | 1 | 1 | 1 | 1 | 1 | 1 | 1 | 1 | 1 | 1 | 1 | 1 | 1 | 1 | 1 | 1 | 1 | 1 | 1 | 0 | 0 |  | 100% | 1 | 1 | 1 | 1 | 1 | 1 | 1 | 1 | 1 | 1 | 1 | 1 | 1 | 1 | 1 | 1 | 1 | 1 | 1 | 1 | 1 | 1 | 1 | 1 | 1 | 1 | 1 | 1 | 1 | 1 | 0 | 0 |  | 100% | 1 | 1 | 1 | 1 | 1 | 1 | 1 | 1 | 1 | 1 | 1 | 1 | 1 | 1 | 1 | 1 | 1 | 1 | 1 | 1 | 1 | 1 | 1 | 1 | 1 | 1 | 1 | 1 | 1 | 1 | 1 | 0 | 0 |  | 100% | 1 | 1 | 1 | 1 | 1 | 1 | 1 | 1 | 1 | 1 | 1 | 1 | 1 | 1 | 1 | 1 | 1 | 1 | 1 | 1 | 1 | 1 | 1 | 1 | 1 | 1 | 1 | 1 | 1 | 1 | 0 | 0 |  | 100% | 1 | 1 | 1 | 1 | 1 | 1 | 1 | 1 | 1 | 1 | 1 | 1 | 1 | 1 | 1 | 1 | 1 | 1 | 1 | 1 | 1 | 1 | 1 | 1 | 1 | 1 | 1 | 1 | 1 | 1 | 1 | 0 | 0 |  | 100% | 1 | 1 | 1 | 1 | 1 | 1 | 1 | 1 | 1 | 1 | 1 | 1 | 1 | 1 | 1 | 1 | 1 | 1 | 1 | 1 | 1 | 1 | 1 | 1 | 1 | 1 | 1 | 1 | 1 | 1 | 1 | 0 | 0 |  | 100% | 1 | 1 | 1 | 1 | 1 | 1 | 1 | 1 | 1 | 1 | 1 | 1 | 1 | 1 | 1 | 1 | 1 | 1 | 1 | 1 | 1 | 1 | 1 | 1 | 1 | 1 | 1 | 1 | 1 | 1 | 0 | 0 |  | 100% | 1 | 1 | 1 | 1 | 1 | 1 | 1 | 1 | 1 | 1 | 1 | 1 | 1 | 1 | 1 | 1 | 1 | 1 | 1 | 1 | 1 | 1 | 1 | 1 | 1 | 1 | 1 | 1 | 1 | 1 | 1 | 0 | 0 |  | 100% | 1 | 1 | 1 | 1 | 1 | 1 | 1 | 1 | 1 | 1 | 1 | 1 | 1 | 1 | 1 | 1 | 1 | 1 | 1 | 1 | 1 | 1 | 1 | 1 | 1 | 1 | 1 | 1 | 1 | 1 | 0 | 0 |  | 100% | 1 | 1 | 1 | 1 | 1 | 1 | 1 | 1 | 1 | 1 | 1 | 1 | 1 | 1 | 1 | 1 | 1 | 1 | 1 | 1 | 1 | 1 | 1 | 1 | 1 | 1 | 1 | 1 | 1 | 1 | 1 | 0 | 0 |  | 100% | 0 | 0 |  | 100% | bar: 2027-01-01 to 2027-01-31
| COF ELEC REGUL | Coffret regul schneider | SIEGE | BAT 1 LOCAL FROID N-1 | CLIMAT | CLIMATISATION | ARMELE | ARMOIRE / COFFRET ELECTRIQUE |  |  |  |  | 1 | 1 | [31 empty] | 0 | 0 |  | 100% | 1 | 1 | 1 | 1 | 1 | 1 | 1 | 1 | 1 | 1 | 1 | 1 | 1 | 1 | 1 | 1 | 1 | 1 | 1 | 1 | 1 | 1 | 1 | 1 | 1 | 1 | 1 | 1 | 0 | 0 |  | 100% | 1 | 1 | 1 | 1 | 1 | 1 | 1 | 1 | 1 | 1 | 1 | 1 | 1 | 1 | 1 | 1 | 1 | 1 | 1 | 1 | 1 | 1 | 1 | 1 | 1 | 1 | 1 | 1 | 1 | 1 | 1 | 0 | 0 |  | 100% | 1 | 1 | 1 | 1 | 1 | 1 | 1 | 1 | 1 | 1 | 1 | 1 | 1 | 1 | 1 | 1 | 1 | 1 | 1 | 1 | 1 | 1 | 1 | 1 | 1 | 1 | 1 | 1 | 1 | 1 | 0 | 0 |  | 100% | 1 | 1 | 1 | 1 | 1 | 1 | 1 | 1 | 1 | 1 | 1 | 1 | 1 | 1 | 1 | 1 | 1 | 1 | 1 | 1 | 1 | 1 | 1 | 1 | 1 | 1 | 1 | 1 | 1 | 1 | 1 | 0 | 0 |  | 100% | 1 | 1 | 1 | 1 | 1 | 1 | 1 | 1 | 1 | 1 | 1 | 1 | 1 | 1 | 1 | 1 | 1 | 1 | 1 | 1 | 1 | 1 | 1 | 1 | 1 | 1 | 1 | 1 | 1 | 1 | 0 | 0 |  | 100% | 1 | 1 | 1 | 1 | 1 | 1 | 1 | 1 | 1 | 1 | 1 | 1 | 1 | 1 | 1 | 1 | 1 | 1 | 1 | 1 | 1 | 1 | 1 | 1 | 1 | 1 | 1 | 1 | 1 | 1 | 1 | 0 | 0 |  | 100% | 1 | 1 | 1 | 1 | 1 | 1 | 1 | 1 | 1 | 1 | 1 | 1 | 1 | 1 | 1 | 1 | 1 | 1 | 1 | 1 | 1 | 1 | 1 | 1 | 1 | 1 | 1 | 1 | 1 | 1 | 1 | 0 | 0 |  | 100% | 1 | 1 | 1 | 1 | 1 | 1 | 1 | 1 | 1 | 1 | 1 | 1 | 1 | 1 | 1 | 1 | 1 | 1 | 1 | 1 | 1 | 1 | 1 | 1 | 1 | 1 | 1 | 1 | 1 | 1 | 0 | 0 |  | 100% | 1 | 1 | 1 | 1 | 1 | 1 | 1 | 1 | 1 | 1 | 1 | 1 | 1 | 1 | 1 | 1 | 1 | 1 | 1 | 1 | 1 | 1 | 1 | 1 | 1 | 1 | 1 | 1 | 1 | 1 | 1 | 0 | 0 |  | 100% | 1 | 1 | 1 | 1 | 1 | 1 | 1 | 1 | 1 | 1 | 1 | 1 | 1 | 1 | 1 | 1 | 1 | 1 | 1 | 1 | 1 | 1 | 1 | 1 | 1 | 1 | 1 | 1 | 1 | 1 | 0 | 0 |  | 100% | 1 | 1 | 1 | 1 | 1 | 1 | 1 | 1 | 1 | 1 | 1 | 1 | 1 | 1 | 1 | 1 | 1 | 1 | 1 | 1 | 1 | 1 | 1 | 1 | 1 | 1 | 1 | 1 | 1 | 1 | 1 | 0 | 0 |  | 100% | 0 | 0 |  | 100% | bar: 2027-01-01 to 2027-01-31
| COF ELEC-PPE-SI | Coffret électrique pompes | SIEGE | BAT 1 LOCAL FROID N-1 | CLIMAT | CLIMATISATION | ARMELE | ARMOIRE / COFFRET ELECTRIQUE |  |  |  |  | 1 | 1 | [31 empty] | 0 | 0 |  | 100% | 1 | 1 | 1 | 1 | 1 | 1 | 1 | 1 | 1 | 1 | 1 | 1 | 1 | 1 | 1 | 1 | 1 | 1 | 1 | 1 | 1 | 1 | 1 | 1 | 1 | 1 | 1 | 1 | 0 | 0 |  | 100% | 1 | 1 | 1 | 1 | 1 | 1 | 1 | 1 | 1 | 1 | 1 | 1 | 1 | 1 | 1 | 1 | 1 | 1 | 1 | 1 | 1 | 1 | 1 | 1 | 1 | 1 | 1 | 1 | 1 | 1 | 1 | 0 | 0 |  | 100% | 1 | 1 | 1 | 1 | 1 | 1 | 1 | 1 | 1 | 1 | 1 | 1 | 1 | 1 | 1 | 1 | 1 | 1 | 1 | 1 | 1 | 1 | 1 | 1 | 1 | 1 | 1 | 1 | 1 | 1 | 0 | 0 |  | 100% | 1 | 1 | 1 | 1 | 1 | 1 | 1 | 1 | 1 | 1 | 1 | 1 | 1 | 1 | 1 | 1 | 1 | 1 | 1 | 1 | 1 | 1 | 1 | 1 | 1 | 1 | 1 | 1 | 1 | 1 | 1 | 0 | 0 |  | 100% | 1 | 1 | 1 | 1 | 1 | 1 | 1 | 1 | 1 | 1 | 1 | 1 | 1 | 1 | 1 | 1 | 1 | 1 | 1 | 1 | 1 | 1 | 1 | 1 | 1 | 1 | 1 | 1 | 1 | 1 | 0 | 0 |  | 100% | 1 | 1 | 1 | 1 | 1 | 1 | 1 | 1 | 1 | 1 | 1 | 1 | 1 | 1 | 1 | 1 | 1 | 1 | 1 | 1 | 1 | 1 | 1 | 1 | 1 | 1 | 1 | 1 | 1 | 1 | 1 | 0 | 0 |  | 100% | 1 | 1 | 1 | 1 | 1 | 1 | 1 | 1 | 1 | 1 | 1 | 1 | 1 | 1 | 1 | 1 | 1 | 1 | 1 | 1 | 1 | 1 | 1 | 1 | 1 | 1 | 1 | 1 | 1 | 1 | 1 | 0 | 0 |  | 100% | 1 | 1 | 1 | 1 | 1 | 1 | 1 | 1 | 1 | 1 | 1 | 1 | 1 | 1 | 1 | 1 | 1 | 1 | 1 | 1 | 1 | 1 | 1 | 1 | 1 | 1 | 1 | 1 | 1 | 1 | 0 | 0 |  | 100% | 1 | 1 | 1 | 1 | 1 | 1 | 1 | 1 | 1 | 1 | 1 | 1 | 1 | 1 | 1 | 1 | 1 | 1 | 1 | 1 | 1 | 1 | 1 | 1 | 1 | 1 | 1 | 1 | 1 | 1 | 1 | 0 | 0 |  | 100% | 1 | 1 | 1 | 1 | 1 | 1 | 1 | 1 | 1 | 1 | 1 | 1 | 1 | 1 | 1 | 1 | 1 | 1 | 1 | 1 | 1 | 1 | 1 | 1 | 1 | 1 | 1 | 1 | 1 | 1 | 0 | 0 |  | 100% | 1 | 1 | 1 | 1 | 1 | 1 | 1 | 1 | 1 | 1 | 1 | 1 | 1 | 1 | 1 | 1 | 1 | 1 | 1 | 1 | 1 | 1 | 1 | 1 | 1 | 1 | 1 | 1 | 1 | 1 | 1 | 0 | 0 |  | 100% | 0 | 0 |  | 100% | bar: 2027-01-01 to 2027-01-31
LISTING COURANT FORT BAT 1 | [45 empty] | 0 | 0 |  | 100% | 1 | 1 | 1 | 1 | 1 | 1 | 1 | 1 | 1 | 1 | 1 | 1 | 1 | 1 | 1 | 1 | 1 | 1 | 1 | 1 | 1 | 1 | 1 | 1 | 1 | 1 | 1 | 1 | 0 | 0 |  | 100% | 1 | 1 | 1 | 1 | 1 | 1 | 1 | 1 | 1 | 1 | 1 | 1 | 1 | 1 | 1 | 1 | 1 | 1 | 1 | 1 | 1 | 1 | 1 | 1 | 1 | 1 | 1 | 1 | 1 | 1 | 1 | 0 | 0 |  | 100% | 1 | 1 | 1 | 1 | 1 | 1 | 1 | 1 | 1 | 1 | 1 | 1 | 1 | 1 | 1 | 1 | 1 | 1 | 1 | 1 | 1 | 1 | 1 | 1 | 1 | 1 | 1 | 1 | 1 | 1 | 0 | 0 |  | 100% | 1 | 1 | 1 | 1 | 1 | 1 | 1 | 1 | 1 | 1 | 1 | 1 | 1 | 1 | 1 | 1 | 1 | 1 | 1 | 1 | 1 | 1 | 1 | 1 | 1 | 1 | 1 | 1 | 1 | 1 | 1 | 0 | 0 |  | 100% | 1 | 1 | 1 | 1 | 1 | 1 | 1 | 1 | 1 | 1 | 1 | 1 | 1 | 1 | 1 | 1 | 1 | 1 | 1 | 1 | 1 | 1 | 1 | 1 | 1 | 1 | 1 | 1 | 1 | 1 | 0 | 0 |  | 100% | 1 | 1 | 1 | 1 | 1 | 1 | 1 | 1 | 1 | 1 | 1 | 1 | 1 | 1 | 1 | 1 | 1 | 1 | 1 | 1 | 1 | 1 | 1 | 1 | 1 | 1 | 1 | 1 | 1 | 1 | 1 | 0 | 0 |  | 100% | 1 | 1 | 1 | 1 | 1 | 1 | 1 | 1 | 1 | 1 | 1 | 1 | 1 | 1 | 1 | 1 | 1 | 1 | 1 | 1 | 1 | 1 | 1 | 1 | 1 | 1 | 1 | 1 | 1 | 1 | 1 | 0 | 0 |  | 100% | 1 | 1 | 1 | 1 | 1 | 1 | 1 | 1 | 1 | 1 | 1 | 1 | 1 | 1 | 1 | 1 | 1 | 1 | 1 | 1 | 1 | 1 | 1 | 1 | 1 | 1 | 1 | 1 | 1 | 1 | 0 | 0 |  | 100% | 1 | 1 | 1 | 1 | 1 | 1 | 1 | 1 | 1 | 1 | 1 | 1 | 1 | 1 | 1 | 1 | 1 | 1 | 1 | 1 | 1 | 1 | 1 | 1 | 1 | 1 | 1 | 1 | 1 | 1 | 1 | 0 | 0 |  | 100% | 1 | 1 | 1 | 1 | 1 | 1 | 1 | 1 | 1 | 1 | 1 | 1 | 1 | 1 | 1 | 1 | 1 | 1 | 1 | 1 | 1 | 1 | 1 | 1 | 1 | 1 | 1 | 1 | 1 | 1 | 0 | 0 |  | 100% | 1 | 1 | 1 | 1 | 1 | 1 | 1 | 1 | 1 | 1 | 1 | 1 | 1 | 1 | 1 | 1 | 1 | 1 | 1 | 1 | 1 | 1 | 1 | 1 | 1 | 1 | 1 | 1 | 1 | 1 | 1 | 0 | 0 |  | 100% | 0 | 0 |  | 100% | bar: 2027-01-01 to 2027-01-31
| TGBT1-B1-SIEGE | TGBT A | SIEGE | BAT 1 N-1 | COURFO | ELECTRICITE COURANTS FORTS | TGBT | TGBT |  |  |  |  | 1 | 1 | [31 empty] | 0 | 0 |  | 100% | 1 | 1 | 1 | 1 | 1 | 1 | 1 | 1 | 1 | 1 | 1 | 1 | 1 | 1 | 1 | 1 | 1 | 1 | 1 | 1 | 1 | 1 | 1 | 1 | 1 | 1 | 1 | 1 | 0 | 0 |  | 100% | 1 | 1 | 1 | 1 | 1 | 1 | 1 | 1 | 1 | 1 | 1 | 1 | 1 | 1 | 1 | 1 | 1 | 1 | 1 | 1 | 1 | 1 | 1 | 1 | 1 | 1 | 1 | 1 | 1 | 1 | 1 | 0 | 0 |  | 100% | 1 | 1 | 1 | 1 | 1 | 1 | 1 | 1 | 1 | 1 | 1 | 1 | 1 | 1 | 1 | 1 | 1 | 1 | 1 | 1 | 1 | 1 | 1 | 1 | 1 | 1 | 1 | 1 | 1 | 1 | 0 | 0 |  | 100% | 1 | 1 | 1 | 1 | 1 | 1 | 1 | 1 | 1 | 1 | 1 | 1 | 1 | 1 | 1 | 1 | 1 | 1 | 1 | 1 | 1 | 1 | 1 | 1 | 1 | 1 | 1 | 1 | 1 | 1 | 1 | 0 | 0 |  | 100% | 1 | 1 | 1 | 1 | 1 | 1 | 1 | 1 | 1 | 1 | 1 | 1 | 1 | 1 | 1 | 1 | 1 | 1 | 1 | 1 | 1 | 1 | 1 | 1 | 1 | 1 | 1 | 1 | 1 | 1 | 0 | 0 |  | 100% | 1 | 1 | 1 | 1 | 1 | 1 | 1 | 1 | 1 | 1 | 1 | 1 | 1 | 1 | 1 | 1 | 1 | 1 | 1 | 1 | 1 | 1 | 1 | 1 | 1 | 1 | 1 | 1 | 1 | 1 | 1 | 0 | 0 |  | 100% | 1 | 1 | 1 | 1 | 1 | 1 | 1 | 1 | 1 | 1 | 1 | 1 | 1 | 1 | 1 | 1 | 1 | 1 | 1 | 1 | 1 | 1 | 1 | 1 | 1 | 1 | 1 | 1 | 1 | 1 | 1 | 0 | 0 |  | 100% | 1 | 1 | 1 | 1 | 1 | 1 | 1 | 1 | 1 | 1 | 1 | 1 | 1 | 1 | 1 | 1 | 1 | 1 | 1 | 1 | 1 | 1 | 1 | 1 | 1 | 1 | 1 | 1 | 1 | 1 | 0 | 0 |  | 100% | 1 | 1 | 1 | 1 | 1 | 1 | 1 | 1 | 1 | 1 | 1 | 1 | 1 | 1 | 1 | 1 | 1 | 1 | 1 | 1 | 1 | 1 | 1 | 1 | 1 | 1 | 1 | 1 | 1 | 1 | 1 | 0 | 0 |  | 100% | 1 | 1 | 1 | 1 | 1 | 1 | 1 | 1 | 1 | 1 | 1 | 1 | 1 | 1 | 1 | 1 | 1 | 1 | 1 | 1 | 1 | 1 | 1 | 1 | 1 | 1 | 1 | 1 | 1 | 1 | 0 | 0 |  | 100% | 1 | 1 | 1 | 1 | 1 | 1 | 1 | 1 | 1 | 1 | 1 | 1 | 1 | 1 | 1 | 1 | 1 | 1 | 1 | 1 | 1 | 1 | 1 | 1 | 1 | 1 | 1 | 1 | 1 | 1 | 1 | 0 | 0 |  | 100% | 0 | 0 |  | 100% | bar: 2027-01-01 to 2027-01-31
| TRANSFORMATEUR 1 | Transformateur 1250 Kva CTI | SIEGE | BAT 1 EXT LOCAL HT | COURFO | ELECTRICITE COURANTS FORTS | TRANSF | TRANSFORMATEUR | AQUITAINE TRANSFO | 1LPL521479 | 1250 KVA | 2014 | 1 | 1 | [31 empty] | 0 | 0 |  | 100% | 1 | 1 | 1 | 1 | 1 | 1 | 1 | 1 | 1 | 1 | 1 | 1 | 1 | 1 | 1 | 1 | 1 | 1 | 1 | 1 | 1 | 1 | 1 | 1 | 1 | 1 | 1 | 1 | 0 | 0 |  | 100% | 1 | 1 | 1 | 1 | 1 | 1 | 1 | 1 | 1 | 1 | 1 | 1 | 1 | 1 | 1 | 1 | 1 | 1 | 1 | 1 | 1 | 1 | 1 | 1 | 1 | 1 | 1 | 1 | 1 | 1 | 1 | 0 | 0 |  | 100% | 1 | 1 | 1 | 1 | 1 | 1 | 1 | 1 | 1 | 1 | 1 | 1 | 1 | 1 | 1 | 1 | 1 | 1 | 1 | 1 | 1 | 1 | 1 | 1 | 1 | 1 | 1 | 1 | 1 | 1 | 0 | 0 |  | 100% | 1 | 1 | 1 | 1 | 1 | 1 | 1 | 1 | 1 | 1 | 1 | 1 | 1 | 1 | 1 | 1 | 1 | 1 | 1 | 1 | 1 | 1 | 1 | 1 | 1 | 1 | 1 | 1 | 1 | 1 | 1 | 0 | 0 |  | 100% | 1 | 1 | 1 | 1 | 1 | 1 | 1 | 1 | 1 | 1 | 1 | 1 | 1 | 1 | 1 | 1 | 1 | 1 | 1 | 1 | 1 | 1 | 1 | 1 | 1 | 1 | 1 | 1 | 1 | 1 | 0 | 0 |  | 100% | 1 | 1 | 1 | 1 | 1 | 1 | 1 | 1 | 1 | 1 | 1 | 1 | 1 | 1 | 1 | 1 | 1 | 1 | 1 | 1 | 1 | 1 | 1 | 1 | 1 | 1 | 1 | 1 | 1 | 1 | 1 | 0 | 0 |  | 100% | 1 | 1 | 1 | 1 | 1 | 1 | 1 | 1 | 1 | 1 | 1 | 1 | 1 | 1 | 1 | 1 | 1 | 1 | 1 | 1 | 1 | 1 | 1 | 1 | 1 | 1 | 1 | 1 | 1 | 1 | 1 | 0 | 0 |  | 100% | 1 | 1 | 1 | 1 | 1 | 1 | 1 | 1 | 1 | 1 | 1 | 1 | 1 | 1 | 1 | 1 | 1 | 1 | 1 | 1 | 1 | 1 | 1 | 1 | 1 | 1 | 1 | 1 | 1 | 1 | 0 | 0 |  | 100% | 1 | 1 | 1 | 1 | 1 | 1 | 1 | 1 | 1 | 1 | 1 | 1 | 1 | 1 | 1 | 1 | 1 | 1 | 1 | 1 | 1 | 1 | 1 | 1 | 1 | 1 | 1 | 1 | 1 | 1 | 1 | 0 | 0 |  | 100% | 1 | 1 | 1 | 1 | 1 | 1 | 1 | 1 | 1 | 1 | 1 | 1 | 1 | 1 | 1 | 1 | 1 | 1 | 1 | 1 | 1 | 1 | 1 | 1 | 1 | 1 | 1 | 1 | 1 | 1 | 0 | 0 |  | 100% | 1 | 1 | 1 | 1 | 1 | 1 | 1 | 1 | 1 | 1 | 1 | 1 | 1 | 1 | 1 | 1 | 1 | 1 | 1 | 1 | 1 | 1 | 1 | 1 | 1 | 1 | 1 | 1 | 1 | 1 | 1 | 0 | 0 |  | 100% | 0 | 0 |  | 100% | bar: 2027-01-01 to 2027-01-31
| AGBT1 SIEGE | AGBT 1 | SIEGE | BAT 1 EXT LOCAL HT | COURFO | ELECTRICITE COURANTS FORTS | TGBT | TGBT |  |  |  |  | 1 | 1 | [31 empty] | 0 | 0 |  | 100% | 1 | 1 | 1 | 1 | 1 | 1 | 1 | 1 | 1 | 1 | 1 | 1 | 1 | 1 | 1 | 1 | 1 | 1 | 1 | 1 | 1 | 1 | 1 | 1 | 1 | 1 | 1 | 1 | 0 | 0 |  | 100% | 1 | 1 | 1 | 1 | 1 | 1 | 1 | 1 | 1 | 1 | 1 | 1 | 1 | 1 | 1 | 1 | 1 | 1 | 1 | 1 | 1 | 1 | 1 | 1 | 1 | 1 | 1 | 1 | 1 | 1 | 1 | 0 | 0 |  | 100% | 1 | 1 | 1 | 1 | 1 | 1 | 1 | 1 | 1 | 1 | 1 | 1 | 1 | 1 | 1 | 1 | 1 | 1 | 1 | 1 | 1 | 1 | 1 | 1 | 1 | 1 | 1 | 1 | 1 | 1 | 0 | 0 |  | 100% | 1 | 1 | 1 | 1 | 1 | 1 | 1 | 1 | 1 | 1 | 1 | 1 | 1 | 1 | 1 | 1 | 1 | 1 | 1 | 1 | 1 | 1 | 1 | 1 | 1 | 1 | 1 | 1 | 1 | 1 | 1 | 0 | 0 |  | 100% | 1 | 1 | 1 | 1 | 1 | 1 | 1 | 1 | 1 | 1 | 1 | 1 | 1 | 1 | 1 | 1 | 1 | 1 | 1 | 1 | 1 | 1 | 1 | 1 | 1 | 1 | 1 | 1 | 1 | 1 | 0 | 0 |  | 100% | 1 | 1 | 1 | 1 | 1 | 1 | 1 | 1 | 1 | 1 | 1 | 1 | 1 | 1 | 1 | 1 | 1 | 1 | 1 | 1 | 1 | 1 | 1 | 1 | 1 | 1 | 1 | 1 | 1 | 1 | 1 | 0 | 0 |  | 100% | 1 | 1 | 1 | 1 | 1 | 1 | 1 | 1 | 1 | 1 | 1 | 1 | 1 | 1 | 1 | 1 | 1 | 1 | 1 | 1 | 1 | 1 | 1 | 1 | 1 | 1 | 1 | 1 | 1 | 1 | 1 | 0 | 0 |  | 100% | 1 | 1 | 1 | 1 | 1 | 1 | 1 | 1 | 1 | 1 | 1 | 1 | 1 | 1 | 1 | 1 | 1 | 1 | 1 | 1 | 1 | 1 | 1 | 1 | 1 | 1 | 1 | 1 | 1 | 1 | 0 | 0 |  | 100% | 1 | 1 | 1 | 1 | 1 | 1 | 1 | 1 | 1 | 1 | 1 | 1 | 1 | 1 | 1 | 1 | 1 | 1 | 1 | 1 | 1 | 1 | 1 | 1 | 1 | 1 | 1 | 1 | 1 | 1 | 1 | 0 | 0 |  | 100% | 1 | 1 | 1 | 1 | 1 | 1 | 1 | 1 | 1 | 1 | 1 | 1 | 1 | 1 | 1 | 1 | 1 | 1 | 1 | 1 | 1 | 1 | 1 | 1 | 1 | 1 | 1 | 1 | 1 | 1 | 0 | 0 |  | 100% | 1 | 1 | 1 | 1 | 1 | 1 | 1 | 1 | 1 | 1 | 1 | 1 | 1 | 1 | 1 | 1 | 1 | 1 | 1 | 1 | 1 | 1 | 1 | 1 | 1 | 1 | 1 | 1 | 1 | 1 | 1 | 0 | 0 |  | 100% | 0 | 0 |  | 100% | bar: 2027-01-01 to 2027-01-31
| ARM SECOURS ULTIME GF | Armoire secours ultime GF | SIEGE | BAT 1 EXT | COURFO | ELECTRICITE COURANTS FORTS | ARMELE | ARMOIRE / COFFRET ELECTRIQUE |  |  |  | 2025 | 1 | 1 | [31 empty] | 0 | 0 |  | 100% | 1 | 1 | 1 | 1 | 1 | 1 | 1 | 1 | 1 | 1 | 1 | 1 | 1 | 1 | 1 | 1 | 1 | 1 | 1 | 1 | 1 | 1 | 1 | 1 | 1 | 1 | 1 | 1 | 0 | 0 |  | 100% | 1 | 1 | 1 | 1 | 1 | 1 | 1 | 1 | 1 | 1 | 1 | 1 | 1 | 1 | 1 | 1 | 1 | 1 | 1 | 1 | 1 | 1 | 1 | 1 | 1 | 1 | 1 | 1 | 1 | 1 | 1 | 0 | 0 |  | 100% | 1 | 1 | 1 | 1 | 1 | 1 | 1 | 1 | 1 | 1 | 1 | 1 | 1 | 1 | 1 | 1 | 1 | 1 | 1 | 1 | 1 | 1 | 1 | 1 | 1 | 1 | 1 | 1 | 1 | 1 | 0 | 0 |  | 100% | 1 | 1 | 1 | 1 | 1 | 1 | 1 | 1 | 1 | 1 | 1 | 1 | 1 | 1 | 1 | 1 | 1 | 1 | 1 | 1 | 1 | 1 | 1 | 1 | 1 | 1 | 1 | 1 | 1 | 1 | 1 | 0 | 0 |  | 100% | 1 | 1 | 1 | 1 | 1 | 1 | 1 | 1 | 1 | 1 | 1 | 1 | 1 | 1 | 1 | 1 | 1 | 1 | 1 | 1 | 1 | 1 | 1 | 1 | 1 | 1 | 1 | 1 | 1 | 1 | 0 | 0 |  | 100% | 1 | 1 | 1 | 1 | 1 | 1 | 1 | 1 | 1 | 1 | 1 | 1 | 1 | 1 | 1 | 1 | 1 | 1 | 1 | 1 | 1 | 1 | 1 | 1 | 1 | 1 | 1 | 1 | 1 | 1 | 1 | 0 | 0 |  | 100% | 1 | 1 | 1 | 1 | 1 | 1 | 1 | 1 | 1 | 1 | 1 | 1 | 1 | 1 | 1 | 1 | 1 | 1 | 1 | 1 | 1 | 1 | 1 | 1 | 1 | 1 | 1 | 1 | 1 | 1 | 1 | 0 | 0 |  | 100% | 1 | 1 | 1 | 1 | 1 | 1 | 1 | 1 | 1 | 1 | 1 | 1 | 1 | 1 | 1 | 1 | 1 | 1 | 1 | 1 | 1 | 1 | 1 | 1 | 1 | 1 | 1 | 1 | 1 | 1 | 0 | 0 |  | 100% | 1 | 1 | 1 | 1 | 1 | 1 | 1 | 1 | 1 | 1 | 1 | 1 | 1 | 1 | 1 | 1 | 1 | 1 | 1 | 1 | 1 | 1 | 1 | 1 | 1 | 1 | 1 | 1 | 1 | 1 | 1 | 0 | 0 |  | 100% | 1 | 1 | 1 | 1 | 1 | 1 | 1 | 1 | 1 | 1 | 1 | 1 | 1 | 1 | 1 | 1 | 1 | 1 | 1 | 1 | 1 | 1 | 1 | 1 | 1 | 1 | 1 | 1 | 1 | 1 | 0 | 0 |  | 100% | 1 | 1 | 1 | 1 | 1 | 1 | 1 | 1 | 1 | 1 | 1 | 1 | 1 | 1 | 1 | 1 | 1 | 1 | 1 | 1 | 1 | 1 | 1 | 1 | 1 | 1 | 1 | 1 | 1 | 1 | 1 | 0 | 0 |  | 100% | 0 | 0 |  | 100% | bar: 2027-01-01 to 2027-01-31
| ARM TD ADD | Armoire TD ADD | SIEGE | BAT 1 N-1 | COURFO | ELECTRICITE COURANTS FORTS | ARMELE | ARMOIRE / COFFRET ELECTRIQUE | SCHNEIDER |  |  |  | 1 | 1 | [31 empty] | 0 | 0 |  | 100% | 1 | 1 | 1 | 1 | 1 | 1 | 1 | 1 | 1 | 1 | 1 | 1 | 1 | 1 | 1 | 1 | 1 | 1 | 1 | 1 | 1 | 1 | 1 | 1 | 1 | 1 | 1 | 1 | 0 | 0 |  | 100% | 1 | 1 | 1 | 1 | 1 | 1 | 1 | 1 | 1 | 1 | 1 | 1 | 1 | 1 | 1 | 1 | 1 | 1 | 1 | 1 | 1 | 1 | 1 | 1 | 1 | 1 | 1 | 1 | 1 | 1 | 1 | 0 | 0 |  | 100% | 1 | 1 | 1 | 1 | 1 | 1 | 1 | 1 | 1 | 1 | 1 | 1 | 1 | 1 | 1 | 1 | 1 | 1 | 1 | 1 | 1 | 1 | 1 | 1 | 1 | 1 | 1 | 1 | 1 | 1 | 0 | 0 |  | 100% | 1 | 1 | 1 | 1 | 1 | 1 | 1 | 1 | 1 | 1 | 1 | 1 | 1 | 1 | 1 | 1 | 1 | 1 | 1 | 1 | 1 | 1 | 1 | 1 | 1 | 1 | 1 | 1 | 1 | 1 | 1 | 0 | 0 |  | 100% | 1 | 1 | 1 | 1 | 1 | 1 | 1 | 1 | 1 | 1 | 1 | 1 | 1 | 1 | 1 | 1 | 1 | 1 | 1 | 1 | 1 | 1 | 1 | 1 | 1 | 1 | 1 | 1 | 1 | 1 | 0 | 0 |  | 100% | 1 | 1 | 1 | 1 | 1 | 1 | 1 | 1 | 1 | 1 | 1 | 1 | 1 | 1 | 1 | 1 | 1 | 1 | 1 | 1 | 1 | 1 | 1 | 1 | 1 | 1 | 1 | 1 | 1 | 1 | 1 | 0 | 0 |  | 100% | 1 | 1 | 1 | 1 | 1 | 1 | 1 | 1 | 1 | 1 | 1 | 1 | 1 | 1 | 1 | 1 | 1 | 1 | 1 | 1 | 1 | 1 | 1 | 1 | 1 | 1 | 1 | 1 | 1 | 1 | 1 | 0 | 0 |  | 100% | 1 | 1 | 1 | 1 | 1 | 1 | 1 | 1 | 1 | 1 | 1 | 1 | 1 | 1 | 1 | 1 | 1 | 1 | 1 | 1 | 1 | 1 | 1 | 1 | 1 | 1 | 1 | 1 | 1 | 1 | 0 | 0 |  | 100% | 1 | 1 | 1 | 1 | 1 | 1 | 1 | 1 | 1 | 1 | 1 | 1 | 1 | 1 | 1 | 1 | 1 | 1 | 1 | 1 | 1 | 1 | 1 | 1 | 1 | 1 | 1 | 1 | 1 | 1 | 1 | 0 | 0 |  | 100% | 1 | 1 | 1 | 1 | 1 | 1 | 1 | 1 | 1 | 1 | 1 | 1 | 1 | 1 | 1 | 1 | 1 | 1 | 1 | 1 | 1 | 1 | 1 | 1 | 1 | 1 | 1 | 1 | 1 | 1 | 0 | 0 |  | 100% | 1 | 1 | 1 | 1 | 1 | 1 | 1 | 1 | 1 | 1 | 1 | 1 | 1 | 1 | 1 | 1 | 1 | 1 | 1 | 1 | 1 | 1 | 1 | 1 | 1 | 1 | 1 | 1 | 1 | 1 | 1 | 0 | 0 |  | 100% | 0 | 0 |  | 100% | bar: 2027-01-01 to 2027-01-31
| ARM TGO BUREAUTIQUE | Armoire TGO BUREAUTIQUE | SIEGE | BAT 1 N-1 | COURFO | ELECTRICITE COURANTS FORTS | ARMELE | ARMOIRE / COFFRET ELECTRIQUE | SCHNEIDER | PRISMA SET |  |  | 1 | 1 | [31 empty] | 0 | 0 |  | 100% | 1 | 1 | 1 | 1 | 1 | 1 | 1 | 1 | 1 | 1 | 1 | 1 | 1 | 1 | 1 | 1 | 1 | 1 | 1 | 1 | 1 | 1 | 1 | 1 | 1 | 1 | 1 | 1 | 0 | 0 |  | 100% | 1 | 1 | 1 | 1 | 1 | 1 | 1 | 1 | 1 | 1 | 1 | 1 | 1 | 1 | 1 | 1 | 1 | 1 | 1 | 1 | 1 | 1 | 1 | 1 | 1 | 1 | 1 | 1 | 1 | 1 | 1 | 0 | 0 |  | 100% | 1 | 1 | 1 | 1 | 1 | 1 | 1 | 1 | 1 | 1 | 1 | 1 | 1 | 1 | 1 | 1 | 1 | 1 | 1 | 1 | 1 | 1 | 1 | 1 | 1 | 1 | 1 | 1 | 1 | 1 | 0 | 0 |  | 100% | 1 | 1 | 1 | 1 | 1 | 1 | 1 | 1 | 1 | 1 | 1 | 1 | 1 | 1 | 1 | 1 | 1 | 1 | 1 | 1 | 1 | 1 | 1 | 1 | 1 | 1 | 1 | 1 | 1 | 1 | 1 | 0 | 0 |  | 100% | 1 | 1 | 1 | 1 | 1 | 1 | 1 | 1 | 1 | 1 | 1 | 1 | 1 | 1 | 1 | 1 | 1 | 1 | 1 | 1 | 1 | 1 | 1 | 1 | 1 | 1 | 1 | 1 | 1 | 1 | 0 | 0 |  | 100% | 1 | 1 | 1 | 1 | 1 | 1 | 1 | 1 | 1 | 1 | 1 | 1 | 1 | 1 | 1 | 1 | 1 | 1 | 1 | 1 | 1 | 1 | 1 | 1 | 1 | 1 | 1 | 1 | 1 | 1 | 1 | 0 | 0 |  | 100% | 1 | 1 | 1 | 1 | 1 | 1 | 1 | 1 | 1 | 1 | 1 | 1 | 1 | 1 | 1 | 1 | 1 | 1 | 1 | 1 | 1 | 1 | 1 | 1 | 1 | 1 | 1 | 1 | 1 | 1 | 1 | 0 | 0 |  | 100% | 1 | 1 | 1 | 1 | 1 | 1 | 1 | 1 | 1 | 1 | 1 | 1 | 1 | 1 | 1 | 1 | 1 | 1 | 1 | 1 | 1 | 1 | 1 | 1 | 1 | 1 | 1 | 1 | 1 | 1 | 0 | 0 |  | 100% | 1 | 1 | 1 | 1 | 1 | 1 | 1 | 1 | 1 | 1 | 1 | 1 | 1 | 1 | 1 | 1 | 1 | 1 | 1 | 1 | 1 | 1 | 1 | 1 | 1 | 1 | 1 | 1 | 1 | 1 | 1 | 0 | 0 |  | 100% | 1 | 1 | 1 | 1 | 1 | 1 | 1 | 1 | 1 | 1 | 1 | 1 | 1 | 1 | 1 | 1 | 1 | 1 | 1 | 1 | 1 | 1 | 1 | 1 | 1 | 1 | 1 | 1 | 1 | 1 | 0 | 0 |  | 100% | 1 | 1 | 1 | 1 | 1 | 1 | 1 | 1 | 1 | 1 | 1 | 1 | 1 | 1 | 1 | 1 | 1 | 1 | 1 | 1 | 1 | 1 | 1 | 1 | 1 | 1 | 1 | 1 | 1 | 1 | 1 | 0 | 0 |  | 100% | 0 | 0 |  | 100% | bar: 2027-01-01 to 2027-01-31
| STS BUREAUTIQUE | STS BUREAUTIQUE | SIEGE | BAT 1 N-1 | COURFO | ELECTRICITE COURANTS FORTS | ONDULE | ONDULEUR | SCHNEIDER MGE | UPSILON STS | 100A |  | 1 | 1 | [31 empty] | 0 | 0 |  | 100% | 1 | 1 | 1 | 1 | 1 | 1 | 1 | 1 | 1 | 1 | 1 | 1 | 1 | 1 | 1 | 1 | 1 | 1 | 1 | 1 | 1 | 1 | 1 | 1 | 1 | 1 | 1 | 1 | 0 | 0 |  | 100% | 1 | 1 | 1 | 1 | 1 | 1 | 1 | 1 | 1 | 1 | 1 | 1 | 1 | 1 | 1 | 1 | 1 | 1 | 1 | 1 | 1 | 1 | 1 | 1 | 1 | 1 | 1 | 1 | 1 | 1 | 1 | 0 | 0 |  | 100% | 1 | 1 | 1 | 1 | 1 | 1 | 1 | 1 | 1 | 1 | 1 | 1 | 1 | 1 | 1 | 1 | 1 | 1 | 1 | 1 | 1 | 1 | 1 | 1 | 1 | 1 | 1 | 1 | 1 | 1 | 0 | 0 |  | 100% | 1 | 1 | 1 | 1 | 1 | 1 | 1 | 1 | 1 | 1 | 1 | 1 | 1 | 1 | 1 | 1 | 1 | 1 | 1 | 1 | 1 | 1 | 1 | 1 | 1 | 1 | 1 | 1 | 1 | 1 | 1 | 0 | 0 |  | 100% | 1 | 1 | 1 | 1 | 1 | 1 | 1 | 1 | 1 | 1 | 1 | 1 | 1 | 1 | 1 | 1 | 1 | 1 | 1 | 1 | 1 | 1 | 1 | 1 | 1 | 1 | 1 | 1 | 1 | 1 | 0 | 0 |  | 100% | 1 | 1 | 1 | 1 | 1 | 1 | 1 | 1 | 1 | 1 | 1 | 1 | 1 | 1 | 1 | 1 | 1 | 1 | 1 | 1 | 1 | 1 | 1 | 1 | 1 | 1 | 1 | 1 | 1 | 1 | 1 | 0 | 0 |  | 100% | 1 | 1 | 1 | 1 | 1 | 1 | 1 | 1 | 1 | 1 | 1 | 1 | 1 | 1 | 1 | 1 | 1 | 1 | 1 | 1 | 1 | 1 | 1 | 1 | 1 | 1 | 1 | 1 | 1 | 1 | 1 | 0 | 0 |  | 100% | 1 | 1 | 1 | 1 | 1 | 1 | 1 | 1 | 1 | 1 | 1 | 1 | 1 | 1 | 1 | 1 | 1 | 1 | 1 | 1 | 1 | 1 | 1 | 1 | 1 | 1 | 1 | 1 | 1 | 1 | 0 | 0 |  | 100% | 1 | 1 | 1 | 1 | 1 | 1 | 1 | 1 | 1 | 1 | 1 | 1 | 1 | 1 | 1 | 1 | 1 | 1 | 1 | 1 | 1 | 1 | 1 | 1 | 1 | 1 | 1 | 1 | 1 | 1 | 1 | 0 | 0 |  | 100% | 1 | 1 | 1 | 1 | 1 | 1 | 1 | 1 | 1 | 1 | 1 | 1 | 1 | 1 | 1 | 1 | 1 | 1 | 1 | 1 | 1 | 1 | 1 | 1 | 1 | 1 | 1 | 1 | 1 | 1 | 0 | 0 |  | 100% | 1 | 1 | 1 | 1 | 1 | 1 | 1 | 1 | 1 | 1 | 1 | 1 | 1 | 1 | 1 | 1 | 1 | 1 | 1 | 1 | 1 | 1 | 1 | 1 | 1 | 1 | 1 | 1 | 1 | 1 | 1 | 0 | 0 |  | 100% | 0 | 0 |  | 100% | bar: 2027-01-01 to 2027-01-31
| STS CLIM AEG | STS CLIM AEG | SIEGE | BAT 1 N-1 | COURFO | ELECTRICITE COURANTS FORTS | ONDULE | ONDULEUR | SCHNEIDER MGE | UPSILON STS | 120A |  | 1 | 1 | [31 empty] | 0 | 0 |  | 100% | 1 | 1 | 1 | 1 | 1 | 1 | 1 | 1 | 1 | 1 | 1 | 1 | 1 | 1 | 1 | 1 | 1 | 1 | 1 | 1 | 1 | 1 | 1 | 1 | 1 | 1 | 1 | 1 | 0 | 0 |  | 100% | 1 | 1 | 1 | 1 | 1 | 1 | 1 | 1 | 1 | 1 | 1 | 1 | 1 | 1 | 1 | 1 | 1 | 1 | 1 | 1 | 1 | 1 | 1 | 1 | 1 | 1 | 1 | 1 | 1 | 1 | 1 | 0 | 0 |  | 100% | 1 | 1 | 1 | 1 | 1 | 1 | 1 | 1 | 1 | 1 | 1 | 1 | 1 | 1 | 1 | 1 | 1 | 1 | 1 | 1 | 1 | 1 | 1 | 1 | 1 | 1 | 1 | 1 | 1 | 1 | 0 | 0 |  | 100% | 1 | 1 | 1 | 1 | 1 | 1 | 1 | 1 | 1 | 1 | 1 | 1 | 1 | 1 | 1 | 1 | 1 | 1 | 1 | 1 | 1 | 1 | 1 | 1 | 1 | 1 | 1 | 1 | 1 | 1 | 1 | 0 | 0 |  | 100% | 1 | 1 | 1 | 1 | 1 | 1 | 1 | 1 | 1 | 1 | 1 | 1 | 1 | 1 | 1 | 1 | 1 | 1 | 1 | 1 | 1 | 1 | 1 | 1 | 1 | 1 | 1 | 1 | 1 | 1 | 0 | 0 |  | 100% | 1 | 1 | 1 | 1 | 1 | 1 | 1 | 1 | 1 | 1 | 1 | 1 | 1 | 1 | 1 | 1 | 1 | 1 | 1 | 1 | 1 | 1 | 1 | 1 | 1 | 1 | 1 | 1 | 1 | 1 | 1 | 0 | 0 |  | 100% | 1 | 1 | 1 | 1 | 1 | 1 | 1 | 1 | 1 | 1 | 1 | 1 | 1 | 1 | 1 | 1 | 1 | 1 | 1 | 1 | 1 | 1 | 1 | 1 | 1 | 1 | 1 | 1 | 1 | 1 | 1 | 0 | 0 |  | 100% | 1 | 1 | 1 | 1 | 1 | 1 | 1 | 1 | 1 | 1 | 1 | 1 | 1 | 1 | 1 | 1 | 1 | 1 | 1 | 1 | 1 | 1 | 1 | 1 | 1 | 1 | 1 | 1 | 1 | 1 | 0 | 0 |  | 100% | 1 | 1 | 1 | 1 | 1 | 1 | 1 | 1 | 1 | 1 | 1 | 1 | 1 | 1 | 1 | 1 | 1 | 1 | 1 | 1 | 1 | 1 | 1 | 1 | 1 | 1 | 1 | 1 | 1 | 1 | 1 | 0 | 0 |  | 100% | 1 | 1 | 1 | 1 | 1 | 1 | 1 | 1 | 1 | 1 | 1 | 1 | 1 | 1 | 1 | 1 | 1 | 1 | 1 | 1 | 1 | 1 | 1 | 1 | 1 | 1 | 1 | 1 | 1 | 1 | 0 | 0 |  | 100% | 1 | 1 | 1 | 1 | 1 | 1 | 1 | 1 | 1 | 1 | 1 | 1 | 1 | 1 | 1 | 1 | 1 | 1 | 1 | 1 | 1 | 1 | 1 | 1 | 1 | 1 | 1 | 1 | 1 | 1 | 1 | 0 | 0 |  | 100% | 0 | 0 |  | 100% | bar: 2027-01-01 to 2027-01-31
| STS CANALIS | STS CANALIS | SIEGE | BAT 1 N-1 | COURFO | ELECTRICITE COURANTS FORTS | ONDULE | ONDULEUR | SCHNEIDER MGE | UPSILON STS | 160 A | 2013 | 1 | 1 | [31 empty] | 0 | 0 |  | 100% | 1 | 1 | 1 | 1 | 1 | 1 | 1 | 1 | 1 | 1 | 1 | 1 | 1 | 1 | 1 | 1 | 1 | 1 | 1 | 1 | 1 | 1 | 1 | 1 | 1 | 1 | 1 | 1 | 0 | 0 |  | 100% | 1 | 1 | 1 | 1 | 1 | 1 | 1 | 1 | 1 | 1 | 1 | 1 | 1 | 1 | 1 | 1 | 1 | 1 | 1 | 1 | 1 | 1 | 1 | 1 | 1 | 1 | 1 | 1 | 1 | 1 | 1 | 0 | 0 |  | 100% | 1 | 1 | 1 | 1 | 1 | 1 | 1 | 1 | 1 | 1 | 1 | 1 | 1 | 1 | 1 | 1 | 1 | 1 | 1 | 1 | 1 | 1 | 1 | 1 | 1 | 1 | 1 | 1 | 1 | 1 | 0 | 0 |  | 100% | 1 | 1 | 1 | 1 | 1 | 1 | 1 | 1 | 1 | 1 | 1 | 1 | 1 | 1 | 1 | 1 | 1 | 1 | 1 | 1 | 1 | 1 | 1 | 1 | 1 | 1 | 1 | 1 | 1 | 1 | 1 | 0 | 0 |  | 100% | 1 | 1 | 1 | 1 | 1 | 1 | 1 | 1 | 1 | 1 | 1 | 1 | 1 | 1 | 1 | 1 | 1 | 1 | 1 | 1 | 1 | 1 | 1 | 1 | 1 | 1 | 1 | 1 | 1 | 1 | 0 | 0 |  | 100% | 1 | 1 | 1 | 1 | 1 | 1 | 1 | 1 | 1 | 1 | 1 | 1 | 1 | 1 | 1 | 1 | 1 | 1 | 1 | 1 | 1 | 1 | 1 | 1 | 1 | 1 | 1 | 1 | 1 | 1 | 1 | 0 | 0 |  | 100% | 1 | 1 | 1 | 1 | 1 | 1 | 1 | 1 | 1 | 1 | 1 | 1 | 1 | 1 | 1 | 1 | 1 | 1 | 1 | 1 | 1 | 1 | 1 | 1 | 1 | 1 | 1 | 1 | 1 | 1 | 1 | 0 | 0 |  | 100% | 1 | 1 | 1 | 1 | 1 | 1 | 1 | 1 | 1 | 1 | 1 | 1 | 1 | 1 | 1 | 1 | 1 | 1 | 1 | 1 | 1 | 1 | 1 | 1 | 1 | 1 | 1 | 1 | 1 | 1 | 0 | 0 |  | 100% | 1 | 1 | 1 | 1 | 1 | 1 | 1 | 1 | 1 | 1 | 1 | 1 | 1 | 1 | 1 | 1 | 1 | 1 | 1 | 1 | 1 | 1 | 1 | 1 | 1 | 1 | 1 | 1 | 1 | 1 | 1 | 0 | 0 |  | 100% | 1 | 1 | 1 | 1 | 1 | 1 | 1 | 1 | 1 | 1 | 1 | 1 | 1 | 1 | 1 | 1 | 1 | 1 | 1 | 1 | 1 | 1 | 1 | 1 | 1 | 1 | 1 | 1 | 1 | 1 | 0 | 0 |  | 100% | 1 | 1 | 1 | 1 | 1 | 1 | 1 | 1 | 1 | 1 | 1 | 1 | 1 | 1 | 1 | 1 | 1 | 1 | 1 | 1 | 1 | 1 | 1 | 1 | 1 | 1 | 1 | 1 | 1 | 1 | 1 | 0 | 0 |  | 100% | 0 | 0 |  | 100% | bar: 2027-01-01 to 2027-01-31
| ARM INV TD SERVI | ARMOIRE INVERSEUR SERVITUDE | SIEGE | BAT 1 N-1 GARAGE | [7 empty] | 2025 | 1 | 1 | [31 empty] | 0 | 0 |  | 100% | 1 | 1 | 1 | 1 | 1 | 1 | 1 | 1 | 1 | 1 | 1 | 1 | 1 | 1 | 1 | 1 | 1 | 1 | 1 | 1 | 1 | 1 | 1 | 1 | 1 | 1 | 1 | 1 | 0 | 0 |  | 100% | 1 | 1 | 1 | 1 | 1 | 1 | 1 | 1 | 1 | 1 | 1 | 1 | 1 | 1 | 1 | 1 | 1 | 1 | 1 | 1 | 1 | 1 | 1 | 1 | 1 | 1 | 1 | 1 | 1 | 1 | 1 | 0 | 0 |  | 100% | 1 | 1 | 1 | 1 | 1 | 1 | 1 | 1 | 1 | 1 | 1 | 1 | 1 | 1 | 1 | 1 | 1 | 1 | 1 | 1 | 1 | 1 | 1 | 1 | 1 | 1 | 1 | 1 | 1 | 1 | 0 | 0 |  | 100% | 1 | 1 | 1 | 1 | 1 | 1 | 1 | 1 | 1 | 1 | 1 | 1 | 1 | 1 | 1 | 1 | 1 | 1 | 1 | 1 | 1 | 1 | 1 | 1 | 1 | 1 | 1 | 1 | 1 | 1 | 1 | 0 | 0 |  | 100% | 1 | 1 | 1 | 1 | 1 | 1 | 1 | 1 | 1 | 1 | 1 | 1 | 1 | 1 | 1 | 1 | 1 | 1 | 1 | 1 | 1 | 1 | 1 | 1 | 1 | 1 | 1 | 1 | 1 | 1 | 0 | 0 |  | 100% | 1 | 1 | 1 | 1 | 1 | 1 | 1 | 1 | 1 | 1 | 1 | 1 | 1 | 1 | 1 | 1 | 1 | 1 | 1 | 1 | 1 | 1 | 1 | 1 | 1 | 1 | 1 | 1 | 1 | 1 | 1 | 0 | 0 |  | 100% | 1 | 1 | 1 | 1 | 1 | 1 | 1 | 1 | 1 | 1 | 1 | 1 | 1 | 1 | 1 | 1 | 1 | 1 | 1 | 1 | 1 | 1 | 1 | 1 | 1 | 1 | 1 | 1 | 1 | 1 | 1 | 0 | 0 |  | 100% | 1 | 1 | 1 | 1 | 1 | 1 | 1 | 1 | 1 | 1 | 1 | 1 | 1 | 1 | 1 | 1 | 1 | 1 | 1 | 1 | 1 | 1 | 1 | 1 | 1 | 1 | 1 | 1 | 1 | 1 | 0 | 0 |  | 100% | 1 | 1 | 1 | 1 | 1 | 1 | 1 | 1 | 1 | 1 | 1 | 1 | 1 | 1 | 1 | 1 | 1 | 1 | 1 | 1 | 1 | 1 | 1 | 1 | 1 | 1 | 1 | 1 | 1 | 1 | 1 | 0 | 0 |  | 100% | 1 | 1 | 1 | 1 | 1 | 1 | 1 | 1 | 1 | 1 | 1 | 1 | 1 | 1 | 1 | 1 | 1 | 1 | 1 | 1 | 1 | 1 | 1 | 1 | 1 | 1 | 1 | 1 | 1 | 1 | 0 | 0 |  | 100% | 1 | 1 | 1 | 1 | 1 | 1 | 1 | 1 | 1 | 1 | 1 | 1 | 1 | 1 | 1 | 1 | 1 | 1 | 1 | 1 | 1 | 1 | 1 | 1 | 1 | 1 | 1 | 1 | 1 | 1 | 1 | 0 | 0 |  | 100% | 0 | 0 |  | 100% | bar: 2027-01-01 to 2027-01-31
| ARM INV CLIM GF | TD INVERSEUR CLIM GF | SIEGE | BAT 1 N-1 | COURFO | ELECTRICITE COURANTS FORTS | ARMELE | ARMOIRE / COFFRET ELECTRIQUE |  |  |  |  | 1 | 1 | [31 empty] | 0 | 0 |  | 100% | 1 | 1 | 1 | 1 | 1 | 1 | 1 | 1 | 1 | 1 | 1 | 1 | 1 | 1 | 1 | 1 | 1 | 1 | 1 | 1 | 1 | 1 | 1 | 1 | 1 | 1 | 1 | 1 | 0 | 0 |  | 100% | 1 | 1 | 1 | 1 | 1 | 1 | 1 | 1 | 1 | 1 | 1 | 1 | 1 | 1 | 1 | 1 | 1 | 1 | 1 | 1 | 1 | 1 | 1 | 1 | 1 | 1 | 1 | 1 | 1 | 1 | 1 | 0 | 0 |  | 100% | 1 | 1 | 1 | 1 | 1 | 1 | 1 | 1 | 1 | 1 | 1 | 1 | 1 | 1 | 1 | 1 | 1 | 1 | 1 | 1 | 1 | 1 | 1 | 1 | 1 | 1 | 1 | 1 | 1 | 1 | 0 | 0 |  | 100% | 1 | 1 | 1 | 1 | 1 | 1 | 1 | 1 | 1 | 1 | 1 | 1 | 1 | 1 | 1 | 1 | 1 | 1 | 1 | 1 | 1 | 1 | 1 | 1 | 1 | 1 | 1 | 1 | 1 | 1 | 1 | 0 | 0 |  | 100% | 1 | 1 | 1 | 1 | 1 | 1 | 1 | 1 | 1 | 1 | 1 | 1 | 1 | 1 | 1 | 1 | 1 | 1 | 1 | 1 | 1 | 1 | 1 | 1 | 1 | 1 | 1 | 1 | 1 | 1 | 0 | 0 |  | 100% | 1 | 1 | 1 | 1 | 1 | 1 | 1 | 1 | 1 | 1 | 1 | 1 | 1 | 1 | 1 | 1 | 1 | 1 | 1 | 1 | 1 | 1 | 1 | 1 | 1 | 1 | 1 | 1 | 1 | 1 | 1 | 0 | 0 |  | 100% | 1 | 1 | 1 | 1 | 1 | 1 | 1 | 1 | 1 | 1 | 1 | 1 | 1 | 1 | 1 | 1 | 1 | 1 | 1 | 1 | 1 | 1 | 1 | 1 | 1 | 1 | 1 | 1 | 1 | 1 | 1 | 0 | 0 |  | 100% | 1 | 1 | 1 | 1 | 1 | 1 | 1 | 1 | 1 | 1 | 1 | 1 | 1 | 1 | 1 | 1 | 1 | 1 | 1 | 1 | 1 | 1 | 1 | 1 | 1 | 1 | 1 | 1 | 1 | 1 | 0 | 0 |  | 100% | 1 | 1 | 1 | 1 | 1 | 1 | 1 | 1 | 1 | 1 | 1 | 1 | 1 | 1 | 1 | 1 | 1 | 1 | 1 | 1 | 1 | 1 | 1 | 1 | 1 | 1 | 1 | 1 | 1 | 1 | 1 | 0 | 0 |  | 100% | 1 | 1 | 1 | 1 | 1 | 1 | 1 | 1 | 1 | 1 | 1 | 1 | 1 | 1 | 1 | 1 | 1 | 1 | 1 | 1 | 1 | 1 | 1 | 1 | 1 | 1 | 1 | 1 | 1 | 1 | 0 | 0 |  | 100% | 1 | 1 | 1 | 1 | 1 | 1 | 1 | 1 | 1 | 1 | 1 | 1 | 1 | 1 | 1 | 1 | 1 | 1 | 1 | 1 | 1 | 1 | 1 | 1 | 1 | 1 | 1 | 1 | 1 | 1 | 1 | 0 | 0 |  | 100% | 0 | 0 |  | 100% | bar: 2027-01-01 to 2027-01-31
| ARM OND HYP VOIE A | ARM ondulé Hypocrate "Voie A" | SIEGE | BAT 1 N-1 S10 | COURFO | ELECTRICITE COURANTS FORTS | ARMELE | ARMOIRE / COFFRET ELECTRIQUE | SCHNEIDER |  |  |  | 1 | 1 | [31 empty] | 0 | 0 |  | 100% | 1 | 1 | 1 | 1 | 1 | 1 | 1 | 1 | 1 | 1 | 1 | 1 | 1 | 1 | 1 | 1 | 1 | 1 | 1 | 1 | 1 | 1 | 1 | 1 | 1 | 1 | 1 | 1 | 0 | 0 |  | 100% | 1 | 1 | 1 | 1 | 1 | 1 | 1 | 1 | 1 | 1 | 1 | 1 | 1 | 1 | 1 | 1 | 1 | 1 | 1 | 1 | 1 | 1 | 1 | 1 | 1 | 1 | 1 | 1 | 1 | 1 | 1 | 0 | 0 |  | 100% | 1 | 1 | 1 | 1 | 1 | 1 | 1 | 1 | 1 | 1 | 1 | 1 | 1 | 1 | 1 | 1 | 1 | 1 | 1 | 1 | 1 | 1 | 1 | 1 | 1 | 1 | 1 | 1 | 1 | 1 | 0 | 0 |  | 100% | 1 | 1 | 1 | 1 | 1 | 1 | 1 | 1 | 1 | 1 | 1 | 1 | 1 | 1 | 1 | 1 | 1 | 1 | 1 | 1 | 1 | 1 | 1 | 1 | 1 | 1 | 1 | 1 | 1 | 1 | 1 | 0 | 0 |  | 100% | 1 | 1 | 1 | 1 | 1 | 1 | 1 | 1 | 1 | 1 | 1 | 1 | 1 | 1 | 1 | 1 | 1 | 1 | 1 | 1 | 1 | 1 | 1 | 1 | 1 | 1 | 1 | 1 | 1 | 1 | 0 | 0 |  | 100% | 1 | 1 | 1 | 1 | 1 | 1 | 1 | 1 | 1 | 1 | 1 | 1 | 1 | 1 | 1 | 1 | 1 | 1 | 1 | 1 | 1 | 1 | 1 | 1 | 1 | 1 | 1 | 1 | 1 | 1 | 1 | 0 | 0 |  | 100% | 1 | 1 | 1 | 1 | 1 | 1 | 1 | 1 | 1 | 1 | 1 | 1 | 1 | 1 | 1 | 1 | 1 | 1 | 1 | 1 | 1 | 1 | 1 | 1 | 1 | 1 | 1 | 1 | 1 | 1 | 1 | 0 | 0 |  | 100% | 1 | 1 | 1 | 1 | 1 | 1 | 1 | 1 | 1 | 1 | 1 | 1 | 1 | 1 | 1 | 1 | 1 | 1 | 1 | 1 | 1 | 1 | 1 | 1 | 1 | 1 | 1 | 1 | 1 | 1 | 0 | 0 |  | 100% | 1 | 1 | 1 | 1 | 1 | 1 | 1 | 1 | 1 | 1 | 1 | 1 | 1 | 1 | 1 | 1 | 1 | 1 | 1 | 1 | 1 | 1 | 1 | 1 | 1 | 1 | 1 | 1 | 1 | 1 | 1 | 0 | 0 |  | 100% | 1 | 1 | 1 | 1 | 1 | 1 | 1 | 1 | 1 | 1 | 1 | 1 | 1 | 1 | 1 | 1 | 1 | 1 | 1 | 1 | 1 | 1 | 1 | 1 | 1 | 1 | 1 | 1 | 1 | 1 | 0 | 0 |  | 100% | 1 | 1 | 1 | 1 | 1 | 1 | 1 | 1 | 1 | 1 | 1 | 1 | 1 | 1 | 1 | 1 | 1 | 1 | 1 | 1 | 1 | 1 | 1 | 1 | 1 | 1 | 1 | 1 | 1 | 1 | 1 | 0 | 0 |  | 100% | 0 | 0 |  | 100% | bar: 2027-01-01 to 2027-01-31
| ARM OND HYP VOIE B | Amoire ondulé Hypocrate "Voie B" | SIEGE | BAT 1 N-1 S10 | COURFO | ELECTRICITE COURANTS FORTS | ARMELE | ARMOIRE / COFFRET ELECTRIQUE | SCHNEIDER |  |  |  | 1 | 1 | [31 empty] | 0 | 0 |  | 100% | 1 | 1 | 1 | 1 | 1 | 1 | 1 | 1 | 1 | 1 | 1 | 1 | 1 | 1 | 1 | 1 | 1 | 1 | 1 | 1 | 1 | 1 | 1 | 1 | 1 | 1 | 1 | 1 | 0 | 0 |  | 100% | 1 | 1 | 1 | 1 | 1 | 1 | 1 | 1 | 1 | 1 | 1 | 1 | 1 | 1 | 1 | 1 | 1 | 1 | 1 | 1 | 1 | 1 | 1 | 1 | 1 | 1 | 1 | 1 | 1 | 1 | 1 | 0 | 0 |  | 100% | 1 | 1 | 1 | 1 | 1 | 1 | 1 | 1 | 1 | 1 | 1 | 1 | 1 | 1 | 1 | 1 | 1 | 1 | 1 | 1 | 1 | 1 | 1 | 1 | 1 | 1 | 1 | 1 | 1 | 1 | 0 | 0 |  | 100% | 1 | 1 | 1 | 1 | 1 | 1 | 1 | 1 | 1 | 1 | 1 | 1 | 1 | 1 | 1 | 1 | 1 | 1 | 1 | 1 | 1 | 1 | 1 | 1 | 1 | 1 | 1 | 1 | 1 | 1 | 1 | 0 | 0 |  | 100% | 1 | 1 | 1 | 1 | 1 | 1 | 1 | 1 | 1 | 1 | 1 | 1 | 1 | 1 | 1 | 1 | 1 | 1 | 1 | 1 | 1 | 1 | 1 | 1 | 1 | 1 | 1 | 1 | 1 | 1 | 0 | 0 |  | 100% | 1 | 1 | 1 | 1 | 1 | 1 | 1 | 1 | 1 | 1 | 1 | 1 | 1 | 1 | 1 | 1 | 1 | 1 | 1 | 1 | 1 | 1 | 1 | 1 | 1 | 1 | 1 | 1 | 1 | 1 | 1 | 0 | 0 |  | 100% | 1 | 1 | 1 | 1 | 1 | 1 | 1 | 1 | 1 | 1 | 1 | 1 | 1 | 1 | 1 | 1 | 1 | 1 | 1 | 1 | 1 | 1 | 1 | 1 | 1 | 1 | 1 | 1 | 1 | 1 | 1 | 0 | 0 |  | 100% | 1 | 1 | 1 | 1 | 1 | 1 | 1 | 1 | 1 | 1 | 1 | 1 | 1 | 1 | 1 | 1 | 1 | 1 | 1 | 1 | 1 | 1 | 1 | 1 | 1 | 1 | 1 | 1 | 1 | 1 | 0 | 0 |  | 100% | 1 | 1 | 1 | 1 | 1 | 1 | 1 | 1 | 1 | 1 | 1 | 1 | 1 | 1 | 1 | 1 | 1 | 1 | 1 | 1 | 1 | 1 | 1 | 1 | 1 | 1 | 1 | 1 | 1 | 1 | 1 | 0 | 0 |  | 100% | 1 | 1 | 1 | 1 | 1 | 1 | 1 | 1 | 1 | 1 | 1 | 1 | 1 | 1 | 1 | 1 | 1 | 1 | 1 | 1 | 1 | 1 | 1 | 1 | 1 | 1 | 1 | 1 | 1 | 1 | 0 | 0 |  | 100% | 1 | 1 | 1 | 1 | 1 | 1 | 1 | 1 | 1 | 1 | 1 | 1 | 1 | 1 | 1 | 1 | 1 | 1 | 1 | 1 | 1 | 1 | 1 | 1 | 1 | 1 | 1 | 1 | 1 | 1 | 1 | 0 | 0 |  | 100% | 0 | 0 |  | 100% | bar: 2027-01-01 to 2027-01-31
| ARM SERVITUDE | TD SERVITUDE | SIEGE | BAT 1 N-1 GARAGE | COURFO | ELECTRICITE COURANTS FORTS | ARMELE | ARMOIRE / COFFRET ELECTRIQUE | SCHNEIDER | PRISMA SET |  |  | 2 | 2 | [31 empty] | 0 | 0 |  | 100% | 1 | 1 | 1 | 1 | 1 | 1 | 1 | 1 | 1 | 1 | 1 | 1 | 1 | 1 | 1 | 1 | 1 | 1 | 1 | 1 | 1 | 1 | 1 | 1 | 1 | 1 | 1 | 1 | 0 | 0 |  | 100% | 1 | 1 | 1 | 1 | 1 | 1 | 1 | 1 | 1 | 1 | 1 | 1 | 1 | 1 | 1 | 1 | 1 | 1 | 1 | 1 | 1 | 1 | 1 | 1 | 1 | 1 | 1 | 1 | 1 | 1 | 1 | 0 | 0 |  | 100% | 1 | 1 | 1 | 1 | 1 | 1 | 1 | 1 | 1 | 1 | 1 | 1 | 1 | 1 | 1 | 1 | 1 | 1 | 1 | 1 | 1 | 1 | 1 | 1 | 1 | 1 | 1 | 1 | 1 | 1 | 0 | 0 |  | 100% | 1 | 1 | 1 | 1 | 1 | 1 | 1 | 1 | 1 | 1 | 1 | 1 | 1 | 1 | 1 | 1 | 1 | 1 | 1 | 1 | 1 | 1 | 1 | 1 | 1 | 1 | 1 | 1 | 1 | 1 | 1 | 0 | 0 |  | 100% | 1 | 1 | 1 | 1 | 1 | 1 | 1 | 1 | 1 | 1 | 1 | 1 | 1 | 1 | 1 | 1 | 1 | 1 | 1 | 1 | 1 | 1 | 1 | 1 | 1 | 1 | 1 | 1 | 1 | 1 | 0 | 0 |  | 100% | 1 | 1 | 1 | 1 | 1 | 1 | 1 | 1 | 1 | 1 | 1 | 1 | 1 | 1 | 1 | 1 | 1 | 1 | 1 | 1 | 1 | 1 | 1 | 1 | 1 | 1 | 1 | 1 | 1 | 1 | 1 | 0 | 0 |  | 100% | 1 | 1 | 1 | 1 | 1 | 1 | 1 | 1 | 1 | 1 | 1 | 1 | 1 | 1 | 1 | 1 | 1 | 1 | 1 | 1 | 1 | 1 | 1 | 1 | 1 | 1 | 1 | 1 | 1 | 1 | 1 | 0 | 0 |  | 100% | 1 | 1 | 1 | 1 | 1 | 1 | 1 | 1 | 1 | 1 | 1 | 1 | 1 | 1 | 1 | 1 | 1 | 1 | 1 | 1 | 1 | 1 | 1 | 1 | 1 | 1 | 1 | 1 | 1 | 1 | 0 | 0 |  | 100% | 1 | 1 | 1 | 1 | 1 | 1 | 1 | 1 | 1 | 1 | 1 | 1 | 1 | 1 | 1 | 1 | 1 | 1 | 1 | 1 | 1 | 1 | 1 | 1 | 1 | 1 | 1 | 1 | 1 | 1 | 1 | 0 | 0 |  | 100% | 1 | 1 | 1 | 1 | 1 | 1 | 1 | 1 | 1 | 1 | 1 | 1 | 1 | 1 | 1 | 1 | 1 | 1 | 1 | 1 | 1 | 1 | 1 | 1 | 1 | 1 | 1 | 1 | 1 | 1 | 0 | 0 |  | 100% | 1 | 1 | 1 | 1 | 1 | 1 | 1 | 1 | 1 | 1 | 1 | 1 | 1 | 1 | 1 | 1 | 1 | 1 | 1 | 1 | 1 | 1 | 1 | 1 | 1 | 1 | 1 | 1 | 1 | 1 | 1 | 0 | 0 |  | 100% | 0 | 0 |  | 100% | bar: 2027-01-01 to 2027-01-31
| ARM TD CLIM | Armoire TD CLIM AEG | SIEGE | BAT 1 N-1 | COURFO | ELECTRICITE COURANTS FORTS | ARMELE | ARMOIRE / COFFRET ELECTRIQUE | SCHNEIDER | PRISMA SET |  |  | 1 | 1 | [31 empty] | 0 | 0 |  | 100% | 1 | 1 | 1 | 1 | 1 | 1 | 1 | 1 | 1 | 1 | 1 | 1 | 1 | 1 | 1 | 1 | 1 | 1 | 1 | 1 | 1 | 1 | 1 | 1 | 1 | 1 | 1 | 1 | 0 | 0 |  | 100% | 1 | 1 | 1 | 1 | 1 | 1 | 1 | 1 | 1 | 1 | 1 | 1 | 1 | 1 | 1 | 1 | 1 | 1 | 1 | 1 | 1 | 1 | 1 | 1 | 1 | 1 | 1 | 1 | 1 | 1 | 1 | 0 | 0 |  | 100% | 1 | 1 | 1 | 1 | 1 | 1 | 1 | 1 | 1 | 1 | 1 | 1 | 1 | 1 | 1 | 1 | 1 | 1 | 1 | 1 | 1 | 1 | 1 | 1 | 1 | 1 | 1 | 1 | 1 | 1 | 0 | 0 |  | 100% | 1 | 1 | 1 | 1 | 1 | 1 | 1 | 1 | 1 | 1 | 1 | 1 | 1 | 1 | 1 | 1 | 1 | 1 | 1 | 1 | 1 | 1 | 1 | 1 | 1 | 1 | 1 | 1 | 1 | 1 | 1 | 0 | 0 |  | 100% | 1 | 1 | 1 | 1 | 1 | 1 | 1 | 1 | 1 | 1 | 1 | 1 | 1 | 1 | 1 | 1 | 1 | 1 | 1 | 1 | 1 | 1 | 1 | 1 | 1 | 1 | 1 | 1 | 1 | 1 | 0 | 0 |  | 100% | 1 | 1 | 1 | 1 | 1 | 1 | 1 | 1 | 1 | 1 | 1 | 1 | 1 | 1 | 1 | 1 | 1 | 1 | 1 | 1 | 1 | 1 | 1 | 1 | 1 | 1 | 1 | 1 | 1 | 1 | 1 | 0 | 0 |  | 100% | 1 | 1 | 1 | 1 | 1 | 1 | 1 | 1 | 1 | 1 | 1 | 1 | 1 | 1 | 1 | 1 | 1 | 1 | 1 | 1 | 1 | 1 | 1 | 1 | 1 | 1 | 1 | 1 | 1 | 1 | 1 | 0 | 0 |  | 100% | 1 | 1 | 1 | 1 | 1 | 1 | 1 | 1 | 1 | 1 | 1 | 1 | 1 | 1 | 1 | 1 | 1 | 1 | 1 | 1 | 1 | 1 | 1 | 1 | 1 | 1 | 1 | 1 | 1 | 1 | 0 | 0 |  | 100% | 1 | 1 | 1 | 1 | 1 | 1 | 1 | 1 | 1 | 1 | 1 | 1 | 1 | 1 | 1 | 1 | 1 | 1 | 1 | 1 | 1 | 1 | 1 | 1 | 1 | 1 | 1 | 1 | 1 | 1 | 1 | 0 | 0 |  | 100% | 1 | 1 | 1 | 1 | 1 | 1 | 1 | 1 | 1 | 1 | 1 | 1 | 1 | 1 | 1 | 1 | 1 | 1 | 1 | 1 | 1 | 1 | 1 | 1 | 1 | 1 | 1 | 1 | 1 | 1 | 0 | 0 |  | 100% | 1 | 1 | 1 | 1 | 1 | 1 | 1 | 1 | 1 | 1 | 1 | 1 | 1 | 1 | 1 | 1 | 1 | 1 | 1 | 1 | 1 | 1 | 1 | 1 | 1 | 1 | 1 | 1 | 1 | 1 | 1 | 0 | 0 |  | 100% | 0 | 0 |  | 100% | bar: 2027-01-01 to 2027-01-31
| ARM GE 1 TGGEA | Armoire TGGEA | SIEGE | BAT 1 N-1 LOCAL GE | COURFO | ELECTRICITE COURANTS FORTS | ARMELE | ARMOIRE / COFFRET ELECTRIQUE | SCHNEIDER | PRISMA SET |  |  | 1 | 1 | [31 empty] | 0 | 0 |  | 100% | 1 | 1 | 1 | 1 | 1 | 1 | 1 | 1 | 1 | 1 | 1 | 1 | 1 | 1 | 1 | 1 | 1 | 1 | 1 | 1 | 1 | 1 | 1 | 1 | 1 | 1 | 1 | 1 | 0 | 0 |  | 100% | 1 | 1 | 1 | 1 | 1 | 1 | 1 | 1 | 1 | 1 | 1 | 1 | 1 | 1 | 1 | 1 | 1 | 1 | 1 | 1 | 1 | 1 | 1 | 1 | 1 | 1 | 1 | 1 | 1 | 1 | 1 | 0 | 0 |  | 100% | 1 | 1 | 1 | 1 | 1 | 1 | 1 | 1 | 1 | 1 | 1 | 1 | 1 | 1 | 1 | 1 | 1 | 1 | 1 | 1 | 1 | 1 | 1 | 1 | 1 | 1 | 1 | 1 | 1 | 1 | 0 | 0 |  | 100% | 1 | 1 | 1 | 1 | 1 | 1 | 1 | 1 | 1 | 1 | 1 | 1 | 1 | 1 | 1 | 1 | 1 | 1 | 1 | 1 | 1 | 1 | 1 | 1 | 1 | 1 | 1 | 1 | 1 | 1 | 1 | 0 | 0 |  | 100% | 1 | 1 | 1 | 1 | 1 | 1 | 1 | 1 | 1 | 1 | 1 | 1 | 1 | 1 | 1 | 1 | 1 | 1 | 1 | 1 | 1 | 1 | 1 | 1 | 1 | 1 | 1 | 1 | 1 | 1 | 0 | 0 |  | 100% | 1 | 1 | 1 | 1 | 1 | 1 | 1 | 1 | 1 | 1 | 1 | 1 | 1 | 1 | 1 | 1 | 1 | 1 | 1 | 1 | 1 | 1 | 1 | 1 | 1 | 1 | 1 | 1 | 1 | 1 | 1 | 0 | 0 |  | 100% | 1 | 1 | 1 | 1 | 1 | 1 | 1 | 1 | 1 | 1 | 1 | 1 | 1 | 1 | 1 | 1 | 1 | 1 | 1 | 1 | 1 | 1 | 1 | 1 | 1 | 1 | 1 | 1 | 1 | 1 | 1 | 0 | 0 |  | 100% | 1 | 1 | 1 | 1 | 1 | 1 | 1 | 1 | 1 | 1 | 1 | 1 | 1 | 1 | 1 | 1 | 1 | 1 | 1 | 1 | 1 | 1 | 1 | 1 | 1 | 1 | 1 | 1 | 1 | 1 | 0 | 0 |  | 100% | 1 | 1 | 1 | 1 | 1 | 1 | 1 | 1 | 1 | 1 | 1 | 1 | 1 | 1 | 1 | 1 | 1 | 1 | 1 | 1 | 1 | 1 | 1 | 1 | 1 | 1 | 1 | 1 | 1 | 1 | 1 | 0 | 0 |  | 100% | 1 | 1 | 1 | 1 | 1 | 1 | 1 | 1 | 1 | 1 | 1 | 1 | 1 | 1 | 1 | 1 | 1 | 1 | 1 | 1 | 1 | 1 | 1 | 1 | 1 | 1 | 1 | 1 | 1 | 1 | 0 | 0 |  | 100% | 1 | 1 | 1 | 1 | 1 | 1 | 1 | 1 | 1 | 1 | 1 | 1 | 1 | 1 | 1 | 1 | 1 | 1 | 1 | 1 | 1 | 1 | 1 | 1 | 1 | 1 | 1 | 1 | 1 | 1 | 1 | 0 | 0 |  | 100% | 0 | 0 |  | 100% | bar: 2027-01-01 to 2027-01-31
| ALIM CHARGEUR CTI | Alimentation chargeur 12v cellules HT CTI | SIEGE | BAT 1 LOCAL TRANSFO | COURFO | ELECTRICITE COURANTS FORTS | ARMELE | ARMOIRE / COFFRET ELECTRIQUE | IZYX | PSX 700 |  |  | 1 | 1 | [31 empty] | 0 | 0 |  | 100% | 1 | 1 | 1 | 1 | 1 | 1 | 1 | 1 | 1 | 1 | 1 | 1 | 1 | 1 | 1 | 1 | 1 | 1 | 1 | 1 | 1 | 1 | 1 | 1 | 1 | 1 | 1 | 1 | 0 | 0 |  | 100% | 1 | 1 | 1 | 1 | 1 | 1 | 1 | 1 | 1 | 1 | 1 | 1 | 1 | 1 | 1 | 1 | 1 | 1 | 1 | 1 | 1 | 1 | 1 | 1 | 1 | 1 | 1 | 1 | 1 | 1 | 1 | 0 | 0 |  | 100% | 1 | 1 | 1 | 1 | 1 | 1 | 1 | 1 | 1 | 1 | 1 | 1 | 1 | 1 | 1 | 1 | 1 | 1 | 1 | 1 | 1 | 1 | 1 | 1 | 1 | 1 | 1 | 1 | 1 | 1 | 0 | 0 |  | 100% | 1 | 1 | 1 | 1 | 1 | 1 | 1 | 1 | 1 | 1 | 1 | 1 | 1 | 1 | 1 | 1 | 1 | 1 | 1 | 1 | 1 | 1 | 1 | 1 | 1 | 1 | 1 | 1 | 1 | 1 | 1 | 0 | 0 |  | 100% | 1 | 1 | 1 | 1 | 1 | 1 | 1 | 1 | 1 | 1 | 1 | 1 | 1 | 1 | 1 | 1 | 1 | 1 | 1 | 1 | 1 | 1 | 1 | 1 | 1 | 1 | 1 | 1 | 1 | 1 | 0 | 0 |  | 100% | 1 | 1 | 1 | 1 | 1 | 1 | 1 | 1 | 1 | 1 | 1 | 1 | 1 | 1 | 1 | 1 | 1 | 1 | 1 | 1 | 1 | 1 | 1 | 1 | 1 | 1 | 1 | 1 | 1 | 1 | 1 | 0 | 0 |  | 100% | 1 | 1 | 1 | 1 | 1 | 1 | 1 | 1 | 1 | 1 | 1 | 1 | 1 | 1 | 1 | 1 | 1 | 1 | 1 | 1 | 1 | 1 | 1 | 1 | 1 | 1 | 1 | 1 | 1 | 1 | 1 | 0 | 0 |  | 100% | 1 | 1 | 1 | 1 | 1 | 1 | 1 | 1 | 1 | 1 | 1 | 1 | 1 | 1 | 1 | 1 | 1 | 1 | 1 | 1 | 1 | 1 | 1 | 1 | 1 | 1 | 1 | 1 | 1 | 1 | 0 | 0 |  | 100% | 1 | 1 | 1 | 1 | 1 | 1 | 1 | 1 | 1 | 1 | 1 | 1 | 1 | 1 | 1 | 1 | 1 | 1 | 1 | 1 | 1 | 1 | 1 | 1 | 1 | 1 | 1 | 1 | 1 | 1 | 1 | 0 | 0 |  | 100% | 1 | 1 | 1 | 1 | 1 | 1 | 1 | 1 | 1 | 1 | 1 | 1 | 1 | 1 | 1 | 1 | 1 | 1 | 1 | 1 | 1 | 1 | 1 | 1 | 1 | 1 | 1 | 1 | 1 | 1 | 0 | 0 |  | 100% | 1 | 1 | 1 | 1 | 1 | 1 | 1 | 1 | 1 | 1 | 1 | 1 | 1 | 1 | 1 | 1 | 1 | 1 | 1 | 1 | 1 | 1 | 1 | 1 | 1 | 1 | 1 | 1 | 1 | 1 | 1 | 0 | 0 |  | 100% | 0 | 0 |  | 100% | bar: 2027-01-01 to 2027-01-31
| ARM RDC | ARM ELECTRIQUE RDC | SIEGE | BAT 1 RDC S5/CAFET/PC SECU | COURFO | ELECTRICITE COURANTS FORTS | ARMELE | ARMOIRE / COFFRET ELECTRIQUE |  |  |  |  | 2 | 3 | [31 empty] | 0 | 0 |  | 100% | 1 | 1 | 1 | 1 | 1 | 1 | 1 | 1 | 1 | 1 | 1 | 1 | 1 | 1 | 1 | 1 | 1 | 1 | 1 | 1 | 1 | 1 | 1 | 1 | 1 | 1 | 1 | 1 | 0 | 0 |  | 100% | 1 | 1 | 1 | 1 | 1 | 1 | 1 | 1 | 1 | 1 | 1 | 1 | 1 | 1 | 1 | 1 | 1 | 1 | 1 | 1 | 1 | 1 | 1 | 1 | 1 | 1 | 1 | 1 | 1 | 1 | 1 | 0 | 0 |  | 100% | 1 | 1 | 1 | 1 | 1 | 1 | 1 | 1 | 1 | 1 | 1 | 1 | 1 | 1 | 1 | 1 | 1 | 1 | 1 | 1 | 1 | 1 | 1 | 1 | 1 | 1 | 1 | 1 | 1 | 1 | 0 | 0 |  | 100% | 1 | 1 | 1 | 1 | 1 | 1 | 1 | 1 | 1 | 1 | 1 | 1 | 1 | 1 | 1 | 1 | 1 | 1 | 1 | 1 | 1 | 1 | 1 | 1 | 1 | 1 | 1 | 1 | 1 | 1 | 1 | 0 | 0 |  | 100% | 1 | 1 | 1 | 1 | 1 | 1 | 1 | 1 | 1 | 1 | 1 | 1 | 1 | 1 | 1 | 1 | 1 | 1 | 1 | 1 | 1 | 1 | 1 | 1 | 1 | 1 | 1 | 1 | 1 | 1 | 0 | 0 |  | 100% | 1 | 1 | 1 | 1 | 1 | 1 | 1 | 1 | 1 | 1 | 1 | 1 | 1 | 1 | 1 | 1 | 1 | 1 | 1 | 1 | 1 | 1 | 1 | 1 | 1 | 1 | 1 | 1 | 1 | 1 | 1 | 0 | 0 |  | 100% | 1 | 1 | 1 | 1 | 1 | 1 | 1 | 1 | 1 | 1 | 1 | 1 | 1 | 1 | 1 | 1 | 1 | 1 | 1 | 1 | 1 | 1 | 1 | 1 | 1 | 1 | 1 | 1 | 1 | 1 | 1 | 0 | 0 |  | 100% | 1 | 1 | 1 | 1 | 1 | 1 | 1 | 1 | 1 | 1 | 1 | 1 | 1 | 1 | 1 | 1 | 1 | 1 | 1 | 1 | 1 | 1 | 1 | 1 | 1 | 1 | 1 | 1 | 1 | 1 | 0 | 0 |  | 100% | 1 | 1 | 1 | 1 | 1 | 1 | 1 | 1 | 1 | 1 | 1 | 1 | 1 | 1 | 1 | 1 | 1 | 1 | 1 | 1 | 1 | 1 | 1 | 1 | 1 | 1 | 1 | 1 | 1 | 1 | 1 | 0 | 0 |  | 100% | 1 | 1 | 1 | 1 | 1 | 1 | 1 | 1 | 1 | 1 | 1 | 1 | 1 | 1 | 1 | 1 | 1 | 1 | 1 | 1 | 1 | 1 | 1 | 1 | 1 | 1 | 1 | 1 | 1 | 1 | 0 | 0 |  | 100% | 1 | 1 | 1 | 1 | 1 | 1 | 1 | 1 | 1 | 1 | 1 | 1 | 1 | 1 | 1 | 1 | 1 | 1 | 1 | 1 | 1 | 1 | 1 | 1 | 1 | 1 | 1 | 1 | 1 | 1 | 1 | 0 | 0 |  | 100% | 0 | 0 |  | 100% | bar: 2027-01-01 to 2027-01-31
| ARM.DISJ.BAT OND1 | Armoire disj. Batteries onduleur A1 | SIEGE | BAT 1 | COURFO | ELECTRICITE COURANTS FORTS | ONDULE | ONDULEUR |  |  |  |  | 1 | 1 | [31 empty] | 0 | 0 |  | 100% | 1 | 1 | 1 | 1 | 1 | 1 | 1 | 1 | 1 | 1 | 1 | 1 | 1 | 1 | 1 | 1 | 1 | 1 | 1 | 1 | 1 | 1 | 1 | 1 | 1 | 1 | 1 | 1 | 0 | 0 |  | 100% | 1 | 1 | 1 | 1 | 1 | 1 | 1 | 1 | 1 | 1 | 1 | 1 | 1 | 1 | 1 | 1 | 1 | 1 | 1 | 1 | 1 | 1 | 1 | 1 | 1 | 1 | 1 | 1 | 1 | 1 | 1 | 0 | 0 |  | 100% | 1 | 1 | 1 | 1 | 1 | 1 | 1 | 1 | 1 | 1 | 1 | 1 | 1 | 1 | 1 | 1 | 1 | 1 | 1 | 1 | 1 | 1 | 1 | 1 | 1 | 1 | 1 | 1 | 1 | 1 | 0 | 0 |  | 100% | 1 | 1 | 1 | 1 | 1 | 1 | 1 | 1 | 1 | 1 | 1 | 1 | 1 | 1 | 1 | 1 | 1 | 1 | 1 | 1 | 1 | 1 | 1 | 1 | 1 | 1 | 1 | 1 | 1 | 1 | 1 | 0 | 0 |  | 100% | 1 | 1 | 1 | 1 | 1 | 1 | 1 | 1 | 1 | 1 | 1 | 1 | 1 | 1 | 1 | 1 | 1 | 1 | 1 | 1 | 1 | 1 | 1 | 1 | 1 | 1 | 1 | 1 | 1 | 1 | 0 | 0 |  | 100% | 1 | 1 | 1 | 1 | 1 | 1 | 1 | 1 | 1 | 1 | 1 | 1 | 1 | 1 | 1 | 1 | 1 | 1 | 1 | 1 | 1 | 1 | 1 | 1 | 1 | 1 | 1 | 1 | 1 | 1 | 1 | 0 | 0 |  | 100% | 1 | 1 | 1 | 1 | 1 | 1 | 1 | 1 | 1 | 1 | 1 | 1 | 1 | 1 | 1 | 1 | 1 | 1 | 1 | 1 | 1 | 1 | 1 | 1 | 1 | 1 | 1 | 1 | 1 | 1 | 1 | 0 | 0 |  | 100% | 1 | 1 | 1 | 1 | 1 | 1 | 1 | 1 | 1 | 1 | 1 | 1 | 1 | 1 | 1 | 1 | 1 | 1 | 1 | 1 | 1 | 1 | 1 | 1 | 1 | 1 | 1 | 1 | 1 | 1 | 0 | 0 |  | 100% | 1 | 1 | 1 | 1 | 1 | 1 | 1 | 1 | 1 | 1 | 1 | 1 | 1 | 1 | 1 | 1 | 1 | 1 | 1 | 1 | 1 | 1 | 1 | 1 | 1 | 1 | 1 | 1 | 1 | 1 | 1 | 0 | 0 |  | 100% | 1 | 1 | 1 | 1 | 1 | 1 | 1 | 1 | 1 | 1 | 1 | 1 | 1 | 1 | 1 | 1 | 1 | 1 | 1 | 1 | 1 | 1 | 1 | 1 | 1 | 1 | 1 | 1 | 1 | 1 | 0 | 0 |  | 100% | 1 | 1 | 1 | 1 | 1 | 1 | 1 | 1 | 1 | 1 | 1 | 1 | 1 | 1 | 1 | 1 | 1 | 1 | 1 | 1 | 1 | 1 | 1 | 1 | 1 | 1 | 1 | 1 | 1 | 1 | 1 | 0 | 0 |  | 100% | 0 | 0 |  | 100% | bar: 2027-01-01 to 2027-01-31
| ARM-ETAGE-B1-SIEGE | ARM ELECTRIQUE ETAGE BUREAU | SIEGE | BAT 1 LOCAL TECH N+1 | COURFO | ELECTRICITE COURANTS FORTS | ARMELE | ARMOIRE / COFFRET ELECTRIQUE |  |  |  |  | 2 | 2 | [31 empty] | 0 | 0 |  | 100% | 1 | 1 | 1 | 1 | 1 | 1 | 1 | 1 | 1 | 1 | 1 | 1 | 1 | 1 | 1 | 1 | 1 | 1 | 1 | 1 | 1 | 1 | 1 | 1 | 1 | 1 | 1 | 1 | 0 | 0 |  | 100% | 1 | 1 | 1 | 1 | 1 | 1 | 1 | 1 | 1 | 1 | 1 | 1 | 1 | 1 | 1 | 1 | 1 | 1 | 1 | 1 | 1 | 1 | 1 | 1 | 1 | 1 | 1 | 1 | 1 | 1 | 1 | 0 | 0 |  | 100% | 1 | 1 | 1 | 1 | 1 | 1 | 1 | 1 | 1 | 1 | 1 | 1 | 1 | 1 | 1 | 1 | 1 | 1 | 1 | 1 | 1 | 1 | 1 | 1 | 1 | 1 | 1 | 1 | 1 | 1 | 0 | 0 |  | 100% | 1 | 1 | 1 | 1 | 1 | 1 | 1 | 1 | 1 | 1 | 1 | 1 | 1 | 1 | 1 | 1 | 1 | 1 | 1 | 1 | 1 | 1 | 1 | 1 | 1 | 1 | 1 | 1 | 1 | 1 | 1 | 0 | 0 |  | 100% | 1 | 1 | 1 | 1 | 1 | 1 | 1 | 1 | 1 | 1 | 1 | 1 | 1 | 1 | 1 | 1 | 1 | 1 | 1 | 1 | 1 | 1 | 1 | 1 | 1 | 1 | 1 | 1 | 1 | 1 | 0 | 0 |  | 100% | 1 | 1 | 1 | 1 | 1 | 1 | 1 | 1 | 1 | 1 | 1 | 1 | 1 | 1 | 1 | 1 | 1 | 1 | 1 | 1 | 1 | 1 | 1 | 1 | 1 | 1 | 1 | 1 | 1 | 1 | 1 | 0 | 0 |  | 100% | 1 | 1 | 1 | 1 | 1 | 1 | 1 | 1 | 1 | 1 | 1 | 1 | 1 | 1 | 1 | 1 | 1 | 1 | 1 | 1 | 1 | 1 | 1 | 1 | 1 | 1 | 1 | 1 | 1 | 1 | 1 | 0 | 0 |  | 100% | 1 | 1 | 1 | 1 | 1 | 1 | 1 | 1 | 1 | 1 | 1 | 1 | 1 | 1 | 1 | 1 | 1 | 1 | 1 | 1 | 1 | 1 | 1 | 1 | 1 | 1 | 1 | 1 | 1 | 1 | 0 | 0 |  | 100% | 1 | 1 | 1 | 1 | 1 | 1 | 1 | 1 | 1 | 1 | 1 | 1 | 1 | 1 | 1 | 1 | 1 | 1 | 1 | 1 | 1 | 1 | 1 | 1 | 1 | 1 | 1 | 1 | 1 | 1 | 1 | 0 | 0 |  | 100% | 1 | 1 | 1 | 1 | 1 | 1 | 1 | 1 | 1 | 1 | 1 | 1 | 1 | 1 | 1 | 1 | 1 | 1 | 1 | 1 | 1 | 1 | 1 | 1 | 1 | 1 | 1 | 1 | 1 | 1 | 0 | 0 |  | 100% | 1 | 1 | 1 | 1 | 1 | 1 | 1 | 1 | 1 | 1 | 1 | 1 | 1 | 1 | 1 | 1 | 1 | 1 | 1 | 1 | 1 | 1 | 1 | 1 | 1 | 1 | 1 | 1 | 1 | 1 | 1 | 0 | 0 |  | 100% | 0 | 0 |  | 100% | bar: 2027-01-01 to 2027-01-31
| OND 1- VOIE A | Onduleur A1 | SIEGE | BAT 1 N-1 | COURFO | ELECTRICITE COURANTS FORTS | ONDULE | ONDULEUR | SCHNEIDER | GALAXY 7000 | 400 KVA |  | 1 | 1 | [31 empty] | 0 | 0 |  | 100% | 1 | 1 | 1 | 1 | 1 | 1 | 1 | 1 | 1 | 1 | 1 | 1 | 1 | 1 | 1 | 1 | 1 | 1 | 1 | 1 | 1 | 1 | 1 | 1 | 1 | 1 | 1 | 1 | 0 | 0 |  | 100% | 1 | 1 | 1 | 1 | 1 | 1 | 1 | 1 | 1 | 1 | 1 | 1 | 1 | 1 | 1 | 1 | 1 | 1 | 1 | 1 | 1 | 1 | 1 | 1 | 1 | 1 | 1 | 1 | 1 | 1 | 1 | 0 | 0 |  | 100% | 1 | 1 | 1 | 1 | 1 | 1 | 1 | 1 | 1 | 1 | 1 | 1 | 1 | 1 | 1 | 1 | 1 | 1 | 1 | 1 | 1 | 1 | 1 | 1 | 1 | 1 | 1 | 1 | 1 | 1 | 0 | 0 |  | 100% | 1 | 1 | 1 | 1 | 1 | 1 | 1 | 1 | 1 | 1 | 1 | 1 | 1 | 1 | 1 | 1 | 1 | 1 | 1 | 1 | 1 | 1 | 1 | 1 | 1 | 1 | 1 | 1 | 1 | 1 | 1 | 0 | 0 |  | 100% | 1 | 1 | 1 | 1 | 1 | 1 | 1 | 1 | 1 | 1 | 1 | 1 | 1 | 1 | 1 | 1 | 1 | 1 | 1 | 1 | 1 | 1 | 1 | 1 | 1 | 1 | 1 | 1 | 1 | 1 | 0 | 0 |  | 100% | 1 | 1 | 1 | 1 | 1 | 1 | 1 | 1 | 1 | 1 | 1 | 1 | 1 | 1 | 1 | 1 | 1 | 1 | 1 | 1 | 1 | 1 | 1 | 1 | 1 | 1 | 1 | 1 | 1 | 1 | 1 | 0 | 0 |  | 100% | 1 | 1 | 1 | 1 | 1 | 1 | 1 | 1 | 1 | 1 | 1 | 1 | 1 | 1 | 1 | 1 | 1 | 1 | 1 | 1 | 1 | 1 | 1 | 1 | 1 | 1 | 1 | 1 | 1 | 1 | 1 | 0 | 0 |  | 100% | 1 | 1 | 1 | 1 | 1 | 1 | 1 | 1 | 1 | 1 | 1 | 1 | 1 | 1 | 1 | 1 | 1 | 1 | 1 | 1 | 1 | 1 | 1 | 1 | 1 | 1 | 1 | 1 | 1 | 1 | 0 | 0 |  | 100% | 1 | 1 | 1 | 1 | 1 | 1 | 1 | 1 | 1 | 1 | 1 | 1 | 1 | 1 | 1 | 1 | 1 | 1 | 1 | 1 | 1 | 1 | 1 | 1 | 1 | 1 | 1 | 1 | 1 | 1 | 1 | 0 | 0 |  | 100% | 1 | 1 | 1 | 1 | 1 | 1 | 1 | 1 | 1 | 1 | 1 | 1 | 1 | 1 | 1 | 1 | 1 | 1 | 1 | 1 | 1 | 1 | 1 | 1 | 1 | 1 | 1 | 1 | 1 | 1 | 0 | 0 |  | 100% | 1 | 1 | 1 | 1 | 1 | 1 | 1 | 1 | 1 | 1 | 1 | 1 | 1 | 1 | 1 | 1 | 1 | 1 | 1 | 1 | 1 | 1 | 1 | 1 | 1 | 1 | 1 | 1 | 1 | 1 | 1 | 0 | 0 |  | 100% | 0 | 0 |  | 100% | bar: 2027-01-01 to 2027-01-31
| OND 2- VOIE B | Onduleur A2 | SIEGE | BAT 1 N-1 | COURFO | ELECTRICITE COURANTS FORTS | ONDULE | ONDULEUR | SCHNEIDER | GALAXY 7000 | 400 KVA |  | 1 | 1 | [31 empty] | 0 | 0 |  | 100% | 1 | 1 | 1 | 1 | 1 | 1 | 1 | 1 | 1 | 1 | 1 | 1 | 1 | 1 | 1 | 1 | 1 | 1 | 1 | 1 | 1 | 1 | 1 | 1 | 1 | 1 | 1 | 1 | 0 | 0 |  | 100% | 1 | 1 | 1 | 1 | 1 | 1 | 1 | 1 | 1 | 1 | 1 | 1 | 1 | 1 | 1 | 1 | 1 | 1 | 1 | 1 | 1 | 1 | 1 | 1 | 1 | 1 | 1 | 1 | 1 | 1 | 1 | 0 | 0 |  | 100% | 1 | 1 | 1 | 1 | 1 | 1 | 1 | 1 | 1 | 1 | 1 | 1 | 1 | 1 | 1 | 1 | 1 | 1 | 1 | 1 | 1 | 1 | 1 | 1 | 1 | 1 | 1 | 1 | 1 | 1 | 0 | 0 |  | 100% | 1 | 1 | 1 | 1 | 1 | 1 | 1 | 1 | 1 | 1 | 1 | 1 | 1 | 1 | 1 | 1 | 1 | 1 | 1 | 1 | 1 | 1 | 1 | 1 | 1 | 1 | 1 | 1 | 1 | 1 | 1 | 0 | 0 |  | 100% | 1 | 1 | 1 | 1 | 1 | 1 | 1 | 1 | 1 | 1 | 1 | 1 | 1 | 1 | 1 | 1 | 1 | 1 | 1 | 1 | 1 | 1 | 1 | 1 | 1 | 1 | 1 | 1 | 1 | 1 | 0 | 0 |  | 100% | 1 | 1 | 1 | 1 | 1 | 1 | 1 | 1 | 1 | 1 | 1 | 1 | 1 | 1 | 1 | 1 | 1 | 1 | 1 | 1 | 1 | 1 | 1 | 1 | 1 | 1 | 1 | 1 | 1 | 1 | 1 | 0 | 0 |  | 100% | 1 | 1 | 1 | 1 | 1 | 1 | 1 | 1 | 1 | 1 | 1 | 1 | 1 | 1 | 1 | 1 | 1 | 1 | 1 | 1 | 1 | 1 | 1 | 1 | 1 | 1 | 1 | 1 | 1 | 1 | 1 | 0 | 0 |  | 100% | 1 | 1 | 1 | 1 | 1 | 1 | 1 | 1 | 1 | 1 | 1 | 1 | 1 | 1 | 1 | 1 | 1 | 1 | 1 | 1 | 1 | 1 | 1 | 1 | 1 | 1 | 1 | 1 | 1 | 1 | 0 | 0 |  | 100% | 1 | 1 | 1 | 1 | 1 | 1 | 1 | 1 | 1 | 1 | 1 | 1 | 1 | 1 | 1 | 1 | 1 | 1 | 1 | 1 | 1 | 1 | 1 | 1 | 1 | 1 | 1 | 1 | 1 | 1 | 1 | 0 | 0 |  | 100% | 1 | 1 | 1 | 1 | 1 | 1 | 1 | 1 | 1 | 1 | 1 | 1 | 1 | 1 | 1 | 1 | 1 | 1 | 1 | 1 | 1 | 1 | 1 | 1 | 1 | 1 | 1 | 1 | 1 | 1 | 0 | 0 |  | 100% | 1 | 1 | 1 | 1 | 1 | 1 | 1 | 1 | 1 | 1 | 1 | 1 | 1 | 1 | 1 | 1 | 1 | 1 | 1 | 1 | 1 | 1 | 1 | 1 | 1 | 1 | 1 | 1 | 1 | 1 | 1 | 0 | 0 |  | 100% | 0 | 0 |  | 100% | bar: 2027-01-01 to 2027-01-31
| BATT OND ABC-SI | Jeux de batterie A,B,C onduleur 2 bat 1 | SIEGE | BAT 1 N-1 | COURFO | ELECTRICITE COURANTS FORTS | ONDULE | ONDULEUR |  |  |  |  | 1 | 1 | [31 empty] | 0 | 0 |  | 100% | 1 | 1 | 1 | 1 | 1 | 1 | 1 | 1 | 1 | 1 | 1 | 1 | 1 | 1 | 1 | 1 | 1 | 1 | 1 | 1 | 1 | 1 | 1 | 1 | 1 | 1 | 1 | 1 | 0 | 0 |  | 100% | 1 | 1 | 1 | 1 | 1 | 1 | 1 | 1 | 1 | 1 | 1 | 1 | 1 | 1 | 1 | 1 | 1 | 1 | 1 | 1 | 1 | 1 | 1 | 1 | 1 | 1 | 1 | 1 | 1 | 1 | 1 | 0 | 0 |  | 100% | 1 | 1 | 1 | 1 | 1 | 1 | 1 | 1 | 1 | 1 | 1 | 1 | 1 | 1 | 1 | 1 | 1 | 1 | 1 | 1 | 1 | 1 | 1 | 1 | 1 | 1 | 1 | 1 | 1 | 1 | 0 | 0 |  | 100% | 1 | 1 | 1 | 1 | 1 | 1 | 1 | 1 | 1 | 1 | 1 | 1 | 1 | 1 | 1 | 1 | 1 | 1 | 1 | 1 | 1 | 1 | 1 | 1 | 1 | 1 | 1 | 1 | 1 | 1 | 1 | 0 | 0 |  | 100% | 1 | 1 | 1 | 1 | 1 | 1 | 1 | 1 | 1 | 1 | 1 | 1 | 1 | 1 | 1 | 1 | 1 | 1 | 1 | 1 | 1 | 1 | 1 | 1 | 1 | 1 | 1 | 1 | 1 | 1 | 0 | 0 |  | 100% | 1 | 1 | 1 | 1 | 1 | 1 | 1 | 1 | 1 | 1 | 1 | 1 | 1 | 1 | 1 | 1 | 1 | 1 | 1 | 1 | 1 | 1 | 1 | 1 | 1 | 1 | 1 | 1 | 1 | 1 | 1 | 0 | 0 |  | 100% | 1 | 1 | 1 | 1 | 1 | 1 | 1 | 1 | 1 | 1 | 1 | 1 | 1 | 1 | 1 | 1 | 1 | 1 | 1 | 1 | 1 | 1 | 1 | 1 | 1 | 1 | 1 | 1 | 1 | 1 | 1 | 0 | 0 |  | 100% | 1 | 1 | 1 | 1 | 1 | 1 | 1 | 1 | 1 | 1 | 1 | 1 | 1 | 1 | 1 | 1 | 1 | 1 | 1 | 1 | 1 | 1 | 1 | 1 | 1 | 1 | 1 | 1 | 1 | 1 | 0 | 0 |  | 100% | 1 | 1 | 1 | 1 | 1 | 1 | 1 | 1 | 1 | 1 | 1 | 1 | 1 | 1 | 1 | 1 | 1 | 1 | 1 | 1 | 1 | 1 | 1 | 1 | 1 | 1 | 1 | 1 | 1 | 1 | 1 | 0 | 0 |  | 100% | 1 | 1 | 1 | 1 | 1 | 1 | 1 | 1 | 1 | 1 | 1 | 1 | 1 | 1 | 1 | 1 | 1 | 1 | 1 | 1 | 1 | 1 | 1 | 1 | 1 | 1 | 1 | 1 | 1 | 1 | 0 | 0 |  | 100% | 1 | 1 | 1 | 1 | 1 | 1 | 1 | 1 | 1 | 1 | 1 | 1 | 1 | 1 | 1 | 1 | 1 | 1 | 1 | 1 | 1 | 1 | 1 | 1 | 1 | 1 | 1 | 1 | 1 | 1 | 1 | 0 | 0 |  | 100% | 0 | 0 |  | 100% | bar: 2027-01-01 to 2027-01-31
| BATT OND SI | Jeux de batterie onduleur 1 batiment 1 | SIEGE | BAT 1 N-1 | COURFO | ELECTRICITE COURANTS FORTS | ONDULE | ONDULEUR |  |  |  |  | 1 | 1 | [31 empty] | 0 | 0 |  | 100% | 1 | 1 | 1 | 1 | 1 | 1 | 1 | 1 | 1 | 1 | 1 | 1 | 1 | 1 | 1 | 1 | 1 | 1 | 1 | 1 | 1 | 1 | 1 | 1 | 1 | 1 | 1 | 1 | 0 | 0 |  | 100% | 1 | 1 | 1 | 1 | 1 | 1 | 1 | 1 | 1 | 1 | 1 | 1 | 1 | 1 | 1 | 1 | 1 | 1 | 1 | 1 | 1 | 1 | 1 | 1 | 1 | 1 | 1 | 1 | 1 | 1 | 1 | 0 | 0 |  | 100% | 1 | 1 | 1 | 1 | 1 | 1 | 1 | 1 | 1 | 1 | 1 | 1 | 1 | 1 | 1 | 1 | 1 | 1 | 1 | 1 | 1 | 1 | 1 | 1 | 1 | 1 | 1 | 1 | 1 | 1 | 0 | 0 |  | 100% | 1 | 1 | 1 | 1 | 1 | 1 | 1 | 1 | 1 | 1 | 1 | 1 | 1 | 1 | 1 | 1 | 1 | 1 | 1 | 1 | 1 | 1 | 1 | 1 | 1 | 1 | 1 | 1 | 1 | 1 | 1 | 0 | 0 |  | 100% | 1 | 1 | 1 | 1 | 1 | 1 | 1 | 1 | 1 | 1 | 1 | 1 | 1 | 1 | 1 | 1 | 1 | 1 | 1 | 1 | 1 | 1 | 1 | 1 | 1 | 1 | 1 | 1 | 1 | 1 | 0 | 0 |  | 100% | 1 | 1 | 1 | 1 | 1 | 1 | 1 | 1 | 1 | 1 | 1 | 1 | 1 | 1 | 1 | 1 | 1 | 1 | 1 | 1 | 1 | 1 | 1 | 1 | 1 | 1 | 1 | 1 | 1 | 1 | 1 | 0 | 0 |  | 100% | 1 | 1 | 1 | 1 | 1 | 1 | 1 | 1 | 1 | 1 | 1 | 1 | 1 | 1 | 1 | 1 | 1 | 1 | 1 | 1 | 1 | 1 | 1 | 1 | 1 | 1 | 1 | 1 | 1 | 1 | 1 | 0 | 0 |  | 100% | 1 | 1 | 1 | 1 | 1 | 1 | 1 | 1 | 1 | 1 | 1 | 1 | 1 | 1 | 1 | 1 | 1 | 1 | 1 | 1 | 1 | 1 | 1 | 1 | 1 | 1 | 1 | 1 | 1 | 1 | 0 | 0 |  | 100% | 1 | 1 | 1 | 1 | 1 | 1 | 1 | 1 | 1 | 1 | 1 | 1 | 1 | 1 | 1 | 1 | 1 | 1 | 1 | 1 | 1 | 1 | 1 | 1 | 1 | 1 | 1 | 1 | 1 | 1 | 1 | 0 | 0 |  | 100% | 1 | 1 | 1 | 1 | 1 | 1 | 1 | 1 | 1 | 1 | 1 | 1 | 1 | 1 | 1 | 1 | 1 | 1 | 1 | 1 | 1 | 1 | 1 | 1 | 1 | 1 | 1 | 1 | 1 | 1 | 0 | 0 |  | 100% | 1 | 1 | 1 | 1 | 1 | 1 | 1 | 1 | 1 | 1 | 1 | 1 | 1 | 1 | 1 | 1 | 1 | 1 | 1 | 1 | 1 | 1 | 1 | 1 | 1 | 1 | 1 | 1 | 1 | 1 | 1 | 0 | 0 |  | 100% | 0 | 0 |  | 100% | bar: 2027-01-01 to 2027-01-31
| COF GTC | Coffret gtc WAGO | SIEGE | BAT 1 N-1 LOCAL TD ADD | COURFA | ELECTRICITE COURANTS FAIBLES | GTBGTC | GTB / GTC |  |  |  |  | 1 | 1 | [31 empty] | 0 | 0 |  | 100% | 1 | 1 | 1 | 1 | 1 | 1 | 1 | 1 | 1 | 1 | 1 | 1 | 1 | 1 | 1 | 1 | 1 | 1 | 1 | 1 | 1 | 1 | 1 | 1 | 1 | 1 | 1 | 1 | 0 | 0 |  | 100% | 1 | 1 | 1 | 1 | 1 | 1 | 1 | 1 | 1 | 1 | 1 | 1 | 1 | 1 | 1 | 1 | 1 | 1 | 1 | 1 | 1 | 1 | 1 | 1 | 1 | 1 | 1 | 1 | 1 | 1 | 1 | 0 | 0 |  | 100% | 1 | 1 | 1 | 1 | 1 | 1 | 1 | 1 | 1 | 1 | 1 | 1 | 1 | 1 | 1 | 1 | 1 | 1 | 1 | 1 | 1 | 1 | 1 | 1 | 1 | 1 | 1 | 1 | 1 | 1 | 0 | 0 |  | 100% | 1 | 1 | 1 | 1 | 1 | 1 | 1 | 1 | 1 | 1 | 1 | 1 | 1 | 1 | 1 | 1 | 1 | 1 | 1 | 1 | 1 | 1 | 1 | 1 | 1 | 1 | 1 | 1 | 1 | 1 | 1 | 0 | 0 |  | 100% | 1 | 1 | 1 | 1 | 1 | 1 | 1 | 1 | 1 | 1 | 1 | 1 | 1 | 1 | 1 | 1 | 1 | 1 | 1 | 1 | 1 | 1 | 1 | 1 | 1 | 1 | 1 | 1 | 1 | 1 | 0 | 0 |  | 100% | 1 | 1 | 1 | 1 | 1 | 1 | 1 | 1 | 1 | 1 | 1 | 1 | 1 | 1 | 1 | 1 | 1 | 1 | 1 | 1 | 1 | 1 | 1 | 1 | 1 | 1 | 1 | 1 | 1 | 1 | 1 | 0 | 0 |  | 100% | 1 | 1 | 1 | 1 | 1 | 1 | 1 | 1 | 1 | 1 | 1 | 1 | 1 | 1 | 1 | 1 | 1 | 1 | 1 | 1 | 1 | 1 | 1 | 1 | 1 | 1 | 1 | 1 | 1 | 1 | 1 | 0 | 0 |  | 100% | 1 | 1 | 1 | 1 | 1 | 1 | 1 | 1 | 1 | 1 | 1 | 1 | 1 | 1 | 1 | 1 | 1 | 1 | 1 | 1 | 1 | 1 | 1 | 1 | 1 | 1 | 1 | 1 | 1 | 1 | 0 | 0 |  | 100% | 1 | 1 | 1 | 1 | 1 | 1 | 1 | 1 | 1 | 1 | 1 | 1 | 1 | 1 | 1 | 1 | 1 | 1 | 1 | 1 | 1 | 1 | 1 | 1 | 1 | 1 | 1 | 1 | 1 | 1 | 1 | 0 | 0 |  | 100% | 1 | 1 | 1 | 1 | 1 | 1 | 1 | 1 | 1 | 1 | 1 | 1 | 1 | 1 | 1 | 1 | 1 | 1 | 1 | 1 | 1 | 1 | 1 | 1 | 1 | 1 | 1 | 1 | 1 | 1 | 0 | 0 |  | 100% | 1 | 1 | 1 | 1 | 1 | 1 | 1 | 1 | 1 | 1 | 1 | 1 | 1 | 1 | 1 | 1 | 1 | 1 | 1 | 1 | 1 | 1 | 1 | 1 | 1 | 1 | 1 | 1 | 1 | 1 | 1 | 0 | 0 |  | 100% | 0 | 0 |  | 100% | bar: 2027-01-01 to 2027-01-31
| COF GTC | ENSEMBLE Coffret gtc REGUL ADD | SIEGE | BAT 1 RDC S1 | COURFA | ELECTRICITE COURANTS FAIBLES | GTBGTC | GTB / GTC |  |  |  |  | 1 | 1 | [31 empty] | 0 | 0 |  | 100% | 1 | 1 | 1 | 1 | 1 | 1 | 1 | 1 | 1 | 1 | 1 | 1 | 1 | 1 | 1 | 1 | 1 | 1 | 1 | 1 | 1 | 1 | 1 | 1 | 1 | 1 | 1 | 1 | 0 | 0 |  | 100% | 1 | 1 | 1 | 1 | 1 | 1 | 1 | 1 | 1 | 1 | 1 | 1 | 1 | 1 | 1 | 1 | 1 | 1 | 1 | 1 | 1 | 1 | 1 | 1 | 1 | 1 | 1 | 1 | 1 | 1 | 1 | 0 | 0 |  | 100% | 1 | 1 | 1 | 1 | 1 | 1 | 1 | 1 | 1 | 1 | 1 | 1 | 1 | 1 | 1 | 1 | 1 | 1 | 1 | 1 | 1 | 1 | 1 | 1 | 1 | 1 | 1 | 1 | 1 | 1 | 0 | 0 |  | 100% | 1 | 1 | 1 | 1 | 1 | 1 | 1 | 1 | 1 | 1 | 1 | 1 | 1 | 1 | 1 | 1 | 1 | 1 | 1 | 1 | 1 | 1 | 1 | 1 | 1 | 1 | 1 | 1 | 1 | 1 | 1 | 0 | 0 |  | 100% | 1 | 1 | 1 | 1 | 1 | 1 | 1 | 1 | 1 | 1 | 1 | 1 | 1 | 1 | 1 | 1 | 1 | 1 | 1 | 1 | 1 | 1 | 1 | 1 | 1 | 1 | 1 | 1 | 1 | 1 | 0 | 0 |  | 100% | 1 | 1 | 1 | 1 | 1 | 1 | 1 | 1 | 1 | 1 | 1 | 1 | 1 | 1 | 1 | 1 | 1 | 1 | 1 | 1 | 1 | 1 | 1 | 1 | 1 | 1 | 1 | 1 | 1 | 1 | 1 | 0 | 0 |  | 100% | 1 | 1 | 1 | 1 | 1 | 1 | 1 | 1 | 1 | 1 | 1 | 1 | 1 | 1 | 1 | 1 | 1 | 1 | 1 | 1 | 1 | 1 | 1 | 1 | 1 | 1 | 1 | 1 | 1 | 1 | 1 | 0 | 0 |  | 100% | 1 | 1 | 1 | 1 | 1 | 1 | 1 | 1 | 1 | 1 | 1 | 1 | 1 | 1 | 1 | 1 | 1 | 1 | 1 | 1 | 1 | 1 | 1 | 1 | 1 | 1 | 1 | 1 | 1 | 1 | 0 | 0 |  | 100% | 1 | 1 | 1 | 1 | 1 | 1 | 1 | 1 | 1 | 1 | 1 | 1 | 1 | 1 | 1 | 1 | 1 | 1 | 1 | 1 | 1 | 1 | 1 | 1 | 1 | 1 | 1 | 1 | 1 | 1 | 1 | 0 | 0 |  | 100% | 1 | 1 | 1 | 1 | 1 | 1 | 1 | 1 | 1 | 1 | 1 | 1 | 1 | 1 | 1 | 1 | 1 | 1 | 1 | 1 | 1 | 1 | 1 | 1 | 1 | 1 | 1 | 1 | 1 | 1 | 0 | 0 |  | 100% | 1 | 1 | 1 | 1 | 1 | 1 | 1 | 1 | 1 | 1 | 1 | 1 | 1 | 1 | 1 | 1 | 1 | 1 | 1 | 1 | 1 | 1 | 1 | 1 | 1 | 1 | 1 | 1 | 1 | 1 | 1 | 0 | 0 |  | 100% | 0 | 0 |  | 100% | bar: 2027-01-01 to 2027-01-31
| CELLULE HT 1 SIEGE | Cellule Interrupteur HT 1 | SIEGE | BAT 1 EXT LOCAL HT | COURFO | ELECTRICITE COURANTS FORTS | CELLHT | CELLULE HAUTE TENSION | SCHNEIDER | SM6 | 20KV | 2016 | 1 | 1 | [31 empty] | 0 | 0 |  | 100% | 1 | 1 | 1 | 1 | 1 | 1 | 1 | 1 | 1 | 1 | 1 | 1 | 1 | 1 | 1 | 1 | 1 | 1 | 1 | 1 | 1 | 1 | 1 | 1 | 1 | 1 | 1 | 1 | 0 | 0 |  | 100% | 1 | 1 | 1 | 1 | 1 | 1 | 1 | 1 | 1 | 1 | 1 | 1 | 1 | 1 | 1 | 1 | 1 | 1 | 1 | 1 | 1 | 1 | 1 | 1 | 1 | 1 | 1 | 1 | 1 | 1 | 1 | 0 | 0 |  | 100% | 1 | 1 | 1 | 1 | 1 | 1 | 1 | 1 | 1 | 1 | 1 | 1 | 1 | 1 | 1 | 1 | 1 | 1 | 1 | 1 | 1 | 1 | 1 | 1 | 1 | 1 | 1 | 1 | 1 | 1 | 0 | 0 |  | 100% | 1 | 1 | 1 | 1 | 1 | 1 | 1 | 1 | 1 | 1 | 1 | 1 | 1 | 1 | 1 | 1 | 1 | 1 | 1 | 1 | 1 | 1 | 1 | 1 | 1 | 1 | 1 | 1 | 1 | 1 | 1 | 0 | 0 |  | 100% | 1 | 1 | 1 | 1 | 1 | 1 | 1 | 1 | 1 | 1 | 1 | 1 | 1 | 1 | 1 | 1 | 1 | 1 | 1 | 1 | 1 | 1 | 1 | 1 | 1 | 1 | 1 | 1 | 1 | 1 | 0 | 0 |  | 100% | 1 | 1 | 1 | 1 | 1 | 1 | 1 | 1 | 1 | 1 | 1 | 1 | 1 | 1 | 1 | 1 | 1 | 1 | 1 | 1 | 1 | 1 | 1 | 1 | 1 | 1 | 1 | 1 | 1 | 1 | 1 | 0 | 0 |  | 100% | 1 | 1 | 1 | 1 | 1 | 1 | 1 | 1 | 1 | 1 | 1 | 1 | 1 | 1 | 1 | 1 | 1 | 1 | 1 | 1 | 1 | 1 | 1 | 1 | 1 | 1 | 1 | 1 | 1 | 1 | 1 | 0 | 0 |  | 100% | 1 | 1 | 1 | 1 | 1 | 1 | 1 | 1 | 1 | 1 | 1 | 1 | 1 | 1 | 1 | 1 | 1 | 1 | 1 | 1 | 1 | 1 | 1 | 1 | 1 | 1 | 1 | 1 | 1 | 1 | 0 | 0 |  | 100% | 1 | 1 | 1 | 1 | 1 | 1 | 1 | 1 | 1 | 1 | 1 | 1 | 1 | 1 | 1 | 1 | 1 | 1 | 1 | 1 | 1 | 1 | 1 | 1 | 1 | 1 | 1 | 1 | 1 | 1 | 1 | 0 | 0 |  | 100% | 1 | 1 | 1 | 1 | 1 | 1 | 1 | 1 | 1 | 1 | 1 | 1 | 1 | 1 | 1 | 1 | 1 | 1 | 1 | 1 | 1 | 1 | 1 | 1 | 1 | 1 | 1 | 1 | 1 | 1 | 0 | 0 |  | 100% | 1 | 1 | 1 | 1 | 1 | 1 | 1 | 1 | 1 | 1 | 1 | 1 | 1 | 1 | 1 | 1 | 1 | 1 | 1 | 1 | 1 | 1 | 1 | 1 | 1 | 1 | 1 | 1 | 1 | 1 | 1 | 0 | 0 |  | 100% | 0 | 0 |  | 100% | bar: 2027-01-01 to 2027-01-31
| CELLULE HT 2 SIEGE | Cellule interrupteur HT 2 | SIEGE | BAT 1 EXT LOCAL HT | COURFO | ELECTRICITE COURANTS FORTS | CELLHT | CELLULE HAUTE TENSION | SCHNEIDER | SM6 | 20KV | 2016 | 1 | 1 | [31 empty] | 0 | 0 |  | 100% | 1 | 1 | 1 | 1 | 1 | 1 | 1 | 1 | 1 | 1 | 1 | 1 | 1 | 1 | 1 | 1 | 1 | 1 | 1 | 1 | 1 | 1 | 1 | 1 | 1 | 1 | 1 | 1 | 0 | 0 |  | 100% | 1 | 1 | 1 | 1 | 1 | 1 | 1 | 1 | 1 | 1 | 1 | 1 | 1 | 1 | 1 | 1 | 1 | 1 | 1 | 1 | 1 | 1 | 1 | 1 | 1 | 1 | 1 | 1 | 1 | 1 | 1 | 0 | 0 |  | 100% | 1 | 1 | 1 | 1 | 1 | 1 | 1 | 1 | 1 | 1 | 1 | 1 | 1 | 1 | 1 | 1 | 1 | 1 | 1 | 1 | 1 | 1 | 1 | 1 | 1 | 1 | 1 | 1 | 1 | 1 | 0 | 0 |  | 100% | 1 | 1 | 1 | 1 | 1 | 1 | 1 | 1 | 1 | 1 | 1 | 1 | 1 | 1 | 1 | 1 | 1 | 1 | 1 | 1 | 1 | 1 | 1 | 1 | 1 | 1 | 1 | 1 | 1 | 1 | 1 | 0 | 0 |  | 100% | 1 | 1 | 1 | 1 | 1 | 1 | 1 | 1 | 1 | 1 | 1 | 1 | 1 | 1 | 1 | 1 | 1 | 1 | 1 | 1 | 1 | 1 | 1 | 1 | 1 | 1 | 1 | 1 | 1 | 1 | 0 | 0 |  | 100% | 1 | 1 | 1 | 1 | 1 | 1 | 1 | 1 | 1 | 1 | 1 | 1 | 1 | 1 | 1 | 1 | 1 | 1 | 1 | 1 | 1 | 1 | 1 | 1 | 1 | 1 | 1 | 1 | 1 | 1 | 1 | 0 | 0 |  | 100% | 1 | 1 | 1 | 1 | 1 | 1 | 1 | 1 | 1 | 1 | 1 | 1 | 1 | 1 | 1 | 1 | 1 | 1 | 1 | 1 | 1 | 1 | 1 | 1 | 1 | 1 | 1 | 1 | 1 | 1 | 1 | 0 | 0 |  | 100% | 1 | 1 | 1 | 1 | 1 | 1 | 1 | 1 | 1 | 1 | 1 | 1 | 1 | 1 | 1 | 1 | 1 | 1 | 1 | 1 | 1 | 1 | 1 | 1 | 1 | 1 | 1 | 1 | 1 | 1 | 0 | 0 |  | 100% | 1 | 1 | 1 | 1 | 1 | 1 | 1 | 1 | 1 | 1 | 1 | 1 | 1 | 1 | 1 | 1 | 1 | 1 | 1 | 1 | 1 | 1 | 1 | 1 | 1 | 1 | 1 | 1 | 1 | 1 | 1 | 0 | 0 |  | 100% | 1 | 1 | 1 | 1 | 1 | 1 | 1 | 1 | 1 | 1 | 1 | 1 | 1 | 1 | 1 | 1 | 1 | 1 | 1 | 1 | 1 | 1 | 1 | 1 | 1 | 1 | 1 | 1 | 1 | 1 | 0 | 0 |  | 100% | 1 | 1 | 1 | 1 | 1 | 1 | 1 | 1 | 1 | 1 | 1 | 1 | 1 | 1 | 1 | 1 | 1 | 1 | 1 | 1 | 1 | 1 | 1 | 1 | 1 | 1 | 1 | 1 | 1 | 1 | 1 | 0 | 0 |  | 100% | 0 | 0 |  | 100% | bar: 2027-01-01 to 2027-01-31
| CELLULE HT 3 SIEGE | Cellule Interrupteur HT 3 | SIEGE | BAT 1 EXT LOCAL HT | COURFO | ELECTRICITE COURANTS FORTS | CELLHT | CELLULE HAUTE TENSION | SCHNEIDER | SM6 | 20KV | 2016 | 1 | 1 | [31 empty] | 0 | 0 |  | 100% | 1 | 1 | 1 | 1 | 1 | 1 | 1 | 1 | 1 | 1 | 1 | 1 | 1 | 1 | 1 | 1 | 1 | 1 | 1 | 1 | 1 | 1 | 1 | 1 | 1 | 1 | 1 | 1 | 0 | 0 |  | 100% | 1 | 1 | 1 | 1 | 1 | 1 | 1 | 1 | 1 | 1 | 1 | 1 | 1 | 1 | 1 | 1 | 1 | 1 | 1 | 1 | 1 | 1 | 1 | 1 | 1 | 1 | 1 | 1 | 1 | 1 | 1 | 0 | 0 |  | 100% | 1 | 1 | 1 | 1 | 1 | 1 | 1 | 1 | 1 | 1 | 1 | 1 | 1 | 1 | 1 | 1 | 1 | 1 | 1 | 1 | 1 | 1 | 1 | 1 | 1 | 1 | 1 | 1 | 1 | 1 | 0 | 0 |  | 100% | 1 | 1 | 1 | 1 | 1 | 1 | 1 | 1 | 1 | 1 | 1 | 1 | 1 | 1 | 1 | 1 | 1 | 1 | 1 | 1 | 1 | 1 | 1 | 1 | 1 | 1 | 1 | 1 | 1 | 1 | 1 | 0 | 0 |  | 100% | 1 | 1 | 1 | 1 | 1 | 1 | 1 | 1 | 1 | 1 | 1 | 1 | 1 | 1 | 1 | 1 | 1 | 1 | 1 | 1 | 1 | 1 | 1 | 1 | 1 | 1 | 1 | 1 | 1 | 1 | 0 | 0 |  | 100% | 1 | 1 | 1 | 1 | 1 | 1 | 1 | 1 | 1 | 1 | 1 | 1 | 1 | 1 | 1 | 1 | 1 | 1 | 1 | 1 | 1 | 1 | 1 | 1 | 1 | 1 | 1 | 1 | 1 | 1 | 1 | 0 | 0 |  | 100% | 1 | 1 | 1 | 1 | 1 | 1 | 1 | 1 | 1 | 1 | 1 | 1 | 1 | 1 | 1 | 1 | 1 | 1 | 1 | 1 | 1 | 1 | 1 | 1 | 1 | 1 | 1 | 1 | 1 | 1 | 1 | 0 | 0 |  | 100% | 1 | 1 | 1 | 1 | 1 | 1 | 1 | 1 | 1 | 1 | 1 | 1 | 1 | 1 | 1 | 1 | 1 | 1 | 1 | 1 | 1 | 1 | 1 | 1 | 1 | 1 | 1 | 1 | 1 | 1 | 0 | 0 |  | 100% | 1 | 1 | 1 | 1 | 1 | 1 | 1 | 1 | 1 | 1 | 1 | 1 | 1 | 1 | 1 | 1 | 1 | 1 | 1 | 1 | 1 | 1 | 1 | 1 | 1 | 1 | 1 | 1 | 1 | 1 | 1 | 0 | 0 |  | 100% | 1 | 1 | 1 | 1 | 1 | 1 | 1 | 1 | 1 | 1 | 1 | 1 | 1 | 1 | 1 | 1 | 1 | 1 | 1 | 1 | 1 | 1 | 1 | 1 | 1 | 1 | 1 | 1 | 1 | 1 | 0 | 0 |  | 100% | 1 | 1 | 1 | 1 | 1 | 1 | 1 | 1 | 1 | 1 | 1 | 1 | 1 | 1 | 1 | 1 | 1 | 1 | 1 | 1 | 1 | 1 | 1 | 1 | 1 | 1 | 1 | 1 | 1 | 1 | 1 | 0 | 0 |  | 100% | 0 | 0 |  | 100% | bar: 2027-01-01 to 2027-01-31
| TGO A-SIEGE | TGO A | SIEGE | BAT 1 N-1 | COURFO | ELECTRICITE COURANTS FORTS | TGBT | TGBT | SCHNEIDER | PRISMA SET |  |  | 1 | 1 | [31 empty] | 0 | 0 |  | 100% | 1 | 1 | 1 | 1 | 1 | 1 | 1 | 1 | 1 | 1 | 1 | 1 | 1 | 1 | 1 | 1 | 1 | 1 | 1 | 1 | 1 | 1 | 1 | 1 | 1 | 1 | 1 | 1 | 0 | 0 |  | 100% | 1 | 1 | 1 | 1 | 1 | 1 | 1 | 1 | 1 | 1 | 1 | 1 | 1 | 1 | 1 | 1 | 1 | 1 | 1 | 1 | 1 | 1 | 1 | 1 | 1 | 1 | 1 | 1 | 1 | 1 | 1 | 0 | 0 |  | 100% | 1 | 1 | 1 | 1 | 1 | 1 | 1 | 1 | 1 | 1 | 1 | 1 | 1 | 1 | 1 | 1 | 1 | 1 | 1 | 1 | 1 | 1 | 1 | 1 | 1 | 1 | 1 | 1 | 1 | 1 | 0 | 0 |  | 100% | 1 | 1 | 1 | 1 | 1 | 1 | 1 | 1 | 1 | 1 | 1 | 1 | 1 | 1 | 1 | 1 | 1 | 1 | 1 | 1 | 1 | 1 | 1 | 1 | 1 | 1 | 1 | 1 | 1 | 1 | 1 | 0 | 0 |  | 100% | 1 | 1 | 1 | 1 | 1 | 1 | 1 | 1 | 1 | 1 | 1 | 1 | 1 | 1 | 1 | 1 | 1 | 1 | 1 | 1 | 1 | 1 | 1 | 1 | 1 | 1 | 1 | 1 | 1 | 1 | 0 | 0 |  | 100% | 1 | 1 | 1 | 1 | 1 | 1 | 1 | 1 | 1 | 1 | 1 | 1 | 1 | 1 | 1 | 1 | 1 | 1 | 1 | 1 | 1 | 1 | 1 | 1 | 1 | 1 | 1 | 1 | 1 | 1 | 1 | 0 | 0 |  | 100% | 1 | 1 | 1 | 1 | 1 | 1 | 1 | 1 | 1 | 1 | 1 | 1 | 1 | 1 | 1 | 1 | 1 | 1 | 1 | 1 | 1 | 1 | 1 | 1 | 1 | 1 | 1 | 1 | 1 | 1 | 1 | 0 | 0 |  | 100% | 1 | 1 | 1 | 1 | 1 | 1 | 1 | 1 | 1 | 1 | 1 | 1 | 1 | 1 | 1 | 1 | 1 | 1 | 1 | 1 | 1 | 1 | 1 | 1 | 1 | 1 | 1 | 1 | 1 | 1 | 0 | 0 |  | 100% | 1 | 1 | 1 | 1 | 1 | 1 | 1 | 1 | 1 | 1 | 1 | 1 | 1 | 1 | 1 | 1 | 1 | 1 | 1 | 1 | 1 | 1 | 1 | 1 | 1 | 1 | 1 | 1 | 1 | 1 | 1 | 0 | 0 |  | 100% | 1 | 1 | 1 | 1 | 1 | 1 | 1 | 1 | 1 | 1 | 1 | 1 | 1 | 1 | 1 | 1 | 1 | 1 | 1 | 1 | 1 | 1 | 1 | 1 | 1 | 1 | 1 | 1 | 1 | 1 | 0 | 0 |  | 100% | 1 | 1 | 1 | 1 | 1 | 1 | 1 | 1 | 1 | 1 | 1 | 1 | 1 | 1 | 1 | 1 | 1 | 1 | 1 | 1 | 1 | 1 | 1 | 1 | 1 | 1 | 1 | 1 | 1 | 1 | 1 | 0 | 0 |  | 100% | 0 | 0 |  | 100% | bar: 2027-01-01 to 2027-01-31
| TGO B SIEGE | TGO B | SIEGE | BAT 1 N-1 | COURFO | ELECTRICITE COURANTS FORTS | TGBT | TGBT | SCHNEIDER | PRISMA SET |  |  | 1 | 1 | [31 empty] | 0 | 0 |  | 100% | 1 | 1 | 1 | 1 | 1 | 1 | 1 | 1 | 1 | 1 | 1 | 1 | 1 | 1 | 1 | 1 | 1 | 1 | 1 | 1 | 1 | 1 | 1 | 1 | 1 | 1 | 1 | 1 | 0 | 0 |  | 100% | 1 | 1 | 1 | 1 | 1 | 1 | 1 | 1 | 1 | 1 | 1 | 1 | 1 | 1 | 1 | 1 | 1 | 1 | 1 | 1 | 1 | 1 | 1 | 1 | 1 | 1 | 1 | 1 | 1 | 1 | 1 | 0 | 0 |  | 100% | 1 | 1 | 1 | 1 | 1 | 1 | 1 | 1 | 1 | 1 | 1 | 1 | 1 | 1 | 1 | 1 | 1 | 1 | 1 | 1 | 1 | 1 | 1 | 1 | 1 | 1 | 1 | 1 | 1 | 1 | 0 | 0 |  | 100% | 1 | 1 | 1 | 1 | 1 | 1 | 1 | 1 | 1 | 1 | 1 | 1 | 1 | 1 | 1 | 1 | 1 | 1 | 1 | 1 | 1 | 1 | 1 | 1 | 1 | 1 | 1 | 1 | 1 | 1 | 1 | 0 | 0 |  | 100% | 1 | 1 | 1 | 1 | 1 | 1 | 1 | 1 | 1 | 1 | 1 | 1 | 1 | 1 | 1 | 1 | 1 | 1 | 1 | 1 | 1 | 1 | 1 | 1 | 1 | 1 | 1 | 1 | 1 | 1 | 0 | 0 |  | 100% | 1 | 1 | 1 | 1 | 1 | 1 | 1 | 1 | 1 | 1 | 1 | 1 | 1 | 1 | 1 | 1 | 1 | 1 | 1 | 1 | 1 | 1 | 1 | 1 | 1 | 1 | 1 | 1 | 1 | 1 | 1 | 0 | 0 |  | 100% | 1 | 1 | 1 | 1 | 1 | 1 | 1 | 1 | 1 | 1 | 1 | 1 | 1 | 1 | 1 | 1 | 1 | 1 | 1 | 1 | 1 | 1 | 1 | 1 | 1 | 1 | 1 | 1 | 1 | 1 | 1 | 0 | 0 |  | 100% | 1 | 1 | 1 | 1 | 1 | 1 | 1 | 1 | 1 | 1 | 1 | 1 | 1 | 1 | 1 | 1 | 1 | 1 | 1 | 1 | 1 | 1 | 1 | 1 | 1 | 1 | 1 | 1 | 1 | 1 | 0 | 0 |  | 100% | 1 | 1 | 1 | 1 | 1 | 1 | 1 | 1 | 1 | 1 | 1 | 1 | 1 | 1 | 1 | 1 | 1 | 1 | 1 | 1 | 1 | 1 | 1 | 1 | 1 | 1 | 1 | 1 | 1 | 1 | 1 | 0 | 0 |  | 100% | 1 | 1 | 1 | 1 | 1 | 1 | 1 | 1 | 1 | 1 | 1 | 1 | 1 | 1 | 1 | 1 | 1 | 1 | 1 | 1 | 1 | 1 | 1 | 1 | 1 | 1 | 1 | 1 | 1 | 1 | 0 | 0 |  | 100% | 1 | 1 | 1 | 1 | 1 | 1 | 1 | 1 | 1 | 1 | 1 | 1 | 1 | 1 | 1 | 1 | 1 | 1 | 1 | 1 | 1 | 1 | 1 | 1 | 1 | 1 | 1 | 1 | 1 | 1 | 1 | 0 | 0 |  | 100% | 0 | 0 |  | 100% | bar: 2027-01-01 to 2027-01-31
| GE-SIEGE | Groupe électrogène Bat 1 | SIEGE | BAT 1 N-1 | COURFO | ELECTRICITE COURANTS FORTS | GRPELE | GROUPE ELECTROGENE | KOHLER | KMO4830T | 1250VA | 2024 | 1 | 1 | [31 empty] | 0 | 0 |  | 100% | 1 | 1 | 1 | 1 | 1 | 1 | 1 | 1 | 1 | 1 | 1 | 1 | 1 | 1 | 1 | 1 | 1 | 1 | 1 | 1 | 1 | 1 | 1 | 1 | 1 | 1 | 1 | 1 | 0 | 0 |  | 100% | 1 | 1 | 1 | 1 | 1 | 1 | 1 | 1 | 1 | 1 | 1 | 1 | 1 | 1 | 1 | 1 | 1 | 1 | 1 | 1 | 1 | 1 | 1 | 1 | 1 | 1 | 1 | 1 | 1 | 1 | 1 | 0 | 0 |  | 100% | 1 | 1 | 1 | 1 | 1 | 1 | 1 | 1 | 1 | 1 | 1 | 1 | 1 | 1 | 1 | 1 | 1 | 1 | 1 | 1 | 1 | 1 | 1 | 1 | 1 | 1 | 1 | 1 | 1 | 1 | 0 | 0 |  | 100% | 1 | 1 | 1 | 1 | 1 | 1 | 1 | 1 | 1 | 1 | 1 | 1 | 1 | 1 | 1 | 1 | 1 | 1 | 1 | 1 | 1 | 1 | 1 | 1 | 1 | 1 | 1 | 1 | 1 | 1 | 1 | 0 | 0 |  | 100% | 1 | 1 | 1 | 1 | 1 | 1 | 1 | 1 | 1 | 1 | 1 | 1 | 1 | 1 | 1 | 1 | 1 | 1 | 1 | 1 | 1 | 1 | 1 | 1 | 1 | 1 | 1 | 1 | 1 | 1 | 0 | 0 |  | 100% | 1 | 1 | 1 | 1 | 1 | 1 | 1 | 1 | 1 | 1 | 1 | 1 | 1 | 1 | 1 | 1 | 1 | 1 | 1 | 1 | 1 | 1 | 1 | 1 | 1 | 1 | 1 | 1 | 1 | 1 | 1 | 0 | 0 |  | 100% | 1 | 1 | 1 | 1 | 1 | 1 | 1 | 1 | 1 | 1 | 1 | 1 | 1 | 1 | 1 | 1 | 1 | 1 | 1 | 1 | 1 | 1 | 1 | 1 | 1 | 1 | 1 | 1 | 1 | 1 | 1 | 0 | 0 |  | 100% | 1 | 1 | 1 | 1 | 1 | 1 | 1 | 1 | 1 | 1 | 1 | 1 | 1 | 1 | 1 | 1 | 1 | 1 | 1 | 1 | 1 | 1 | 1 | 1 | 1 | 1 | 1 | 1 | 1 | 1 | 0 | 0 |  | 100% | 1 | 1 | 1 | 1 | 1 | 1 | 1 | 1 | 1 | 1 | 1 | 1 | 1 | 1 | 1 | 1 | 1 | 1 | 1 | 1 | 1 | 1 | 1 | 1 | 1 | 1 | 1 | 1 | 1 | 1 | 1 | 0 | 0 |  | 100% | 1 | 1 | 1 | 1 | 1 | 1 | 1 | 1 | 1 | 1 | 1 | 1 | 1 | 1 | 1 | 1 | 1 | 1 | 1 | 1 | 1 | 1 | 1 | 1 | 1 | 1 | 1 | 1 | 1 | 1 | 0 | 0 |  | 100% | 1 | 1 | 1 | 1 | 1 | 1 | 1 | 1 | 1 | 1 | 1 | 1 | 1 | 1 | 1 | 1 | 1 | 1 | 1 | 1 | 1 | 1 | 1 | 1 | 1 | 1 | 1 | 1 | 1 | 1 | 1 | 0 | 0 |  | 100% | 0 | 0 |  | 100% | bar: 2027-01-01 to 2027-01-31
| CUV PRIN GE SIEGE | Cuve fuel principale 20000 L | SIEGE | BAT 1 EXT | EQUDIV | EQUIPEMENTS DIVERS | CUVFOD | CUVE FUEL |  |  |  |  | 1 | 1 | [31 empty] | 0 | 0 |  | 100% | 1 | 1 | 1 | 1 | 1 | 1 | 1 | 1 | 1 | 1 | 1 | 1 | 1 | 1 | 1 | 1 | 1 | 1 | 1 | 1 | 1 | 1 | 1 | 1 | 1 | 1 | 1 | 1 | 0 | 0 |  | 100% | 1 | 1 | 1 | 1 | 1 | 1 | 1 | 1 | 1 | 1 | 1 | 1 | 1 | 1 | 1 | 1 | 1 | 1 | 1 | 1 | 1 | 1 | 1 | 1 | 1 | 1 | 1 | 1 | 1 | 1 | 1 | 0 | 0 |  | 100% | 1 | 1 | 1 | 1 | 1 | 1 | 1 | 1 | 1 | 1 | 1 | 1 | 1 | 1 | 1 | 1 | 1 | 1 | 1 | 1 | 1 | 1 | 1 | 1 | 1 | 1 | 1 | 1 | 1 | 1 | 0 | 0 |  | 100% | 1 | 1 | 1 | 1 | 1 | 1 | 1 | 1 | 1 | 1 | 1 | 1 | 1 | 1 | 1 | 1 | 1 | 1 | 1 | 1 | 1 | 1 | 1 | 1 | 1 | 1 | 1 | 1 | 1 | 1 | 1 | 0 | 0 |  | 100% | 1 | 1 | 1 | 1 | 1 | 1 | 1 | 1 | 1 | 1 | 1 | 1 | 1 | 1 | 1 | 1 | 1 | 1 | 1 | 1 | 1 | 1 | 1 | 1 | 1 | 1 | 1 | 1 | 1 | 1 | 0 | 0 |  | 100% | 1 | 1 | 1 | 1 | 1 | 1 | 1 | 1 | 1 | 1 | 1 | 1 | 1 | 1 | 1 | 1 | 1 | 1 | 1 | 1 | 1 | 1 | 1 | 1 | 1 | 1 | 1 | 1 | 1 | 1 | 1 | 0 | 0 |  | 100% | 1 | 1 | 1 | 1 | 1 | 1 | 1 | 1 | 1 | 1 | 1 | 1 | 1 | 1 | 1 | 1 | 1 | 1 | 1 | 1 | 1 | 1 | 1 | 1 | 1 | 1 | 1 | 1 | 1 | 1 | 1 | 0 | 0 |  | 100% | 1 | 1 | 1 | 1 | 1 | 1 | 1 | 1 | 1 | 1 | 1 | 1 | 1 | 1 | 1 | 1 | 1 | 1 | 1 | 1 | 1 | 1 | 1 | 1 | 1 | 1 | 1 | 1 | 1 | 1 | 0 | 0 |  | 100% | 1 | 1 | 1 | 1 | 1 | 1 | 1 | 1 | 1 | 1 | 1 | 1 | 1 | 1 | 1 | 1 | 1 | 1 | 1 | 1 | 1 | 1 | 1 | 1 | 1 | 1 | 1 | 1 | 1 | 1 | 1 | 0 | 0 |  | 100% | 1 | 1 | 1 | 1 | 1 | 1 | 1 | 1 | 1 | 1 | 1 | 1 | 1 | 1 | 1 | 1 | 1 | 1 | 1 | 1 | 1 | 1 | 1 | 1 | 1 | 1 | 1 | 1 | 1 | 1 | 0 | 0 |  | 100% | 1 | 1 | 1 | 1 | 1 | 1 | 1 | 1 | 1 | 1 | 1 | 1 | 1 | 1 | 1 | 1 | 1 | 1 | 1 | 1 | 1 | 1 | 1 | 1 | 1 | 1 | 1 | 1 | 1 | 1 | 1 | 0 | 0 |  | 100% | 0 | 0 |  | 100% | bar: 2027-01-01 to 2027-01-31
LISTING CVC POLE ENERGIE | [45 empty] | 0 | 0 |  | 100% | 1 | 1 | 1 | 1 | 1 | 1 | 1 | 1 | 1 | 1 | 1 | 1 | 1 | 1 | 1 | 1 | 1 | 1 | 1 | 1 | 1 | 1 | 1 | 1 | 1 | 1 | 1 | 1 | 0 | 0 |  | 100% | 1 | 1 | 1 | 1 | 1 | 1 | 1 | 1 | 1 | 1 | 1 | 1 | 1 | 1 | 1 | 1 | 1 | 1 | 1 | 1 | 1 | 1 | 1 | 1 | 1 | 1 | 1 | 1 | 1 | 1 | 1 | 0 | 0 |  | 100% | 1 | 1 | 1 | 1 | 1 | 1 | 1 | 1 | 1 | 1 | 1 | 1 | 1 | 1 | 1 | 1 | 1 | 1 | 1 | 1 | 1 | 1 | 1 | 1 | 1 | 1 | 1 | 1 | 1 | 1 | 0 | 0 |  | 100% | 1 | 1 | 1 | 1 | 1 | 1 | 1 | 1 | 1 | 1 | 1 | 1 | 1 | 1 | 1 | 1 | 1 | 1 | 1 | 1 | 1 | 1 | 1 | 1 | 1 | 1 | 1 | 1 | 1 | 1 | 1 | 0 | 0 |  | 100% | 1 | 1 | 1 | 1 | 1 | 1 | 1 | 1 | 1 | 1 | 1 | 1 | 1 | 1 | 1 | 1 | 1 | 1 | 1 | 1 | 1 | 1 | 1 | 1 | 1 | 1 | 1 | 1 | 1 | 1 | 0 | 0 |  | 100% | 1 | 1 | 1 | 1 | 1 | 1 | 1 | 1 | 1 | 1 | 1 | 1 | 1 | 1 | 1 | 1 | 1 | 1 | 1 | 1 | 1 | 1 | 1 | 1 | 1 | 1 | 1 | 1 | 1 | 1 | 1 | 0 | 0 |  | 100% | 1 | 1 | 1 | 1 | 1 | 1 | 1 | 1 | 1 | 1 | 1 | 1 | 1 | 1 | 1 | 1 | 1 | 1 | 1 | 1 | 1 | 1 | 1 | 1 | 1 | 1 | 1 | 1 | 1 | 1 | 1 | 0 | 0 |  | 100% | 1 | 1 | 1 | 1 | 1 | 1 | 1 | 1 | 1 | 1 | 1 | 1 | 1 | 1 | 1 | 1 | 1 | 1 | 1 | 1 | 1 | 1 | 1 | 1 | 1 | 1 | 1 | 1 | 1 | 1 | 0 | 0 |  | 100% | 1 | 1 | 1 | 1 | 1 | 1 | 1 | 1 | 1 | 1 | 1 | 1 | 1 | 1 | 1 | 1 | 1 | 1 | 1 | 1 | 1 | 1 | 1 | 1 | 1 | 1 | 1 | 1 | 1 | 1 | 1 | 0 | 0 |  | 100% | 1 | 1 | 1 | 1 | 1 | 1 | 1 | 1 | 1 | 1 | 1 | 1 | 1 | 1 | 1 | 1 | 1 | 1 | 1 | 1 | 1 | 1 | 1 | 1 | 1 | 1 | 1 | 1 | 1 | 1 | 0 | 0 |  | 100% | 1 | 1 | 1 | 1 | 1 | 1 | 1 | 1 | 1 | 1 | 1 | 1 | 1 | 1 | 1 | 1 | 1 | 1 | 1 | 1 | 1 | 1 | 1 | 1 | 1 | 1 | 1 | 1 | 1 | 1 | 1 | 0 | 0 |  | 100% | 0 | 0 |  | 100% | bar: 2027-01-01 to 2027-01-31
| ALIM-EAU-ARRO-TOIT | Alimentation eau arrosage toiture verte | POLENE | BAT POLE ENERGIE LOCAL GE | PLBSAN | PLOMBERIE SANITAIRE | RESEDV | RESEAU EAU DE VILLE |  |  |  |  | 2 | 1 | [31 empty] | 0 | 0 |  | 100% | 1 | 1 | 1 | 1 | 1 | 1 | 1 | 1 | 1 | 1 | 1 | 1 | 1 | 1 | 1 | 1 | 1 | 1 | 1 | 1 | 1 | 1 | 1 | 1 | 1 | 1 | 1 | 1 | 0 | 0 |  | 100% | 1 | 1 | 1 | 1 | 1 | 1 | 1 | 1 | 1 | 1 | 1 | 1 | 1 | 1 | 1 | 1 | 1 | 1 | 1 | 1 | 1 | 1 | 1 | 1 | 1 | 1 | 1 | 1 | 1 | 1 | 1 | 0 | 0 |  | 100% | 1 | 1 | 1 | 1 | 1 | 1 | 1 | 1 | 1 | 1 | 1 | 1 | 1 | 1 | 1 | 1 | 1 | 1 | 1 | 1 | 1 | 1 | 1 | 1 | 1 | 1 | 1 | 1 | 1 | 1 | 0 | 0 |  | 100% | 1 | 1 | 1 | 1 | 1 | 1 | 1 | 1 | 1 | 1 | 1 | 1 | 1 | 1 | 1 | 1 | 1 | 1 | 1 | 1 | 1 | 1 | 1 | 1 | 1 | 1 | 1 | 1 | 1 | 1 | 1 | 0 | 0 |  | 100% | 1 | 1 | 1 | 1 | 1 | 1 | 1 | 1 | 1 | 1 | 1 | 1 | 1 | 1 | 1 | 1 | 1 | 1 | 1 | 1 | 1 | 1 | 1 | 1 | 1 | 1 | 1 | 1 | 1 | 1 | 0 | 0 |  | 100% | 1 | 1 | 1 | 1 | 1 | 1 | 1 | 1 | 1 | 1 | 1 | 1 | 1 | 1 | 1 | 1 | 1 | 1 | 1 | 1 | 1 | 1 | 1 | 1 | 1 | 1 | 1 | 1 | 1 | 1 | 1 | 0 | 0 |  | 100% | 1 | 1 | 1 | 1 | 1 | 1 | 1 | 1 | 1 | 1 | 1 | 1 | 1 | 1 | 1 | 1 | 1 | 1 | 1 | 1 | 1 | 1 | 1 | 1 | 1 | 1 | 1 | 1 | 1 | 1 | 1 | 0 | 0 |  | 100% | 1 | 1 | 1 | 1 | 1 | 1 | 1 | 1 | 1 | 1 | 1 | 1 | 1 | 1 | 1 | 1 | 1 | 1 | 1 | 1 | 1 | 1 | 1 | 1 | 1 | 1 | 1 | 1 | 1 | 1 | 0 | 0 |  | 100% | 1 | 1 | 1 | 1 | 1 | 1 | 1 | 1 | 1 | 1 | 1 | 1 | 1 | 1 | 1 | 1 | 1 | 1 | 1 | 1 | 1 | 1 | 1 | 1 | 1 | 1 | 1 | 1 | 1 | 1 | 1 | 0 | 0 |  | 100% | 1 | 1 | 1 | 1 | 1 | 1 | 1 | 1 | 1 | 1 | 1 | 1 | 1 | 1 | 1 | 1 | 1 | 1 | 1 | 1 | 1 | 1 | 1 | 1 | 1 | 1 | 1 | 1 | 1 | 1 | 0 | 0 |  | 100% | 1 | 1 | 1 | 1 | 1 | 1 | 1 | 1 | 1 | 1 | 1 | 1 | 1 | 1 | 1 | 1 | 1 | 1 | 1 | 1 | 1 | 1 | 1 | 1 | 1 | 1 | 1 | 1 | 1 | 1 | 1 | 0 | 0 |  | 100% | 0 | 0 |  | 100% | bar: 2027-01-01 to 2027-01-31
| ARM CLIM ADD10 POLE | ARM CLIMATISATION ADD1 POLE ENERGIE | POLENE | BAT POLE ENERGIE LOCAL OND | CLIMAT | CLIMATISATION | CASCLI | CLIMATISEUR/ CASSETTE ADD | SCHNEIDER | SDAV0601A | 20 KW | 2021 | 1 | 1 | [31 empty] | 0 | 0 |  | 100% | 1 | 1 | 1 | 1 | 1 | 1 | 1 | 1 | 1 | 1 | 1 | 1 | 1 | 1 | 1 | 1 | 1 | 1 | 1 | 1 | 1 | 1 | 1 | 1 | 1 | 1 | 1 | 1 | 0 | 0 |  | 100% | 1 | 1 | 1 | 1 | 1 | 1 | 1 | 1 | 1 | 1 | 1 | 1 | 1 | 1 | 1 | 1 | 1 | 1 | 1 | 1 | 1 | 1 | 1 | 1 | 1 | 1 | 1 | 1 | 1 | 1 | 1 | 0 | 0 |  | 100% | 1 | 1 | 1 | 1 | 1 | 1 | 1 | 1 | 1 | 1 | 1 | 1 | 1 | 1 | 1 | 1 | 1 | 1 | 1 | 1 | 1 | 1 | 1 | 1 | 1 | 1 | 1 | 1 | 1 | 1 | 0 | 0 |  | 100% | 1 | 1 | 1 | 1 | 1 | 1 | 1 | 1 | 1 | 1 | 1 | 1 | 1 | 1 | 1 | 1 | 1 | 1 | 1 | 1 | 1 | 1 | 1 | 1 | 1 | 1 | 1 | 1 | 1 | 1 | 1 | 0 | 0 |  | 100% | 1 | 1 | 1 | 1 | 1 | 1 | 1 | 1 | 1 | 1 | 1 | 1 | 1 | 1 | 1 | 1 | 1 | 1 | 1 | 1 | 1 | 1 | 1 | 1 | 1 | 1 | 1 | 1 | 1 | 1 | 0 | 0 |  | 100% | 1 | 1 | 1 | 1 | 1 | 1 | 1 | 1 | 1 | 1 | 1 | 1 | 1 | 1 | 1 | 1 | 1 | 1 | 1 | 1 | 1 | 1 | 1 | 1 | 1 | 1 | 1 | 1 | 1 | 1 | 1 | 0 | 0 |  | 100% | 1 | 1 | 1 | 1 | 1 | 1 | 1 | 1 | 1 | 1 | 1 | 1 | 1 | 1 | 1 | 1 | 1 | 1 | 1 | 1 | 1 | 1 | 1 | 1 | 1 | 1 | 1 | 1 | 1 | 1 | 1 | 0 | 0 |  | 100% | 1 | 1 | 1 | 1 | 1 | 1 | 1 | 1 | 1 | 1 | 1 | 1 | 1 | 1 | 1 | 1 | 1 | 1 | 1 | 1 | 1 | 1 | 1 | 1 | 1 | 1 | 1 | 1 | 1 | 1 | 0 | 0 |  | 100% | 1 | 1 | 1 | 1 | 1 | 1 | 1 | 1 | 1 | 1 | 1 | 1 | 1 | 1 | 1 | 1 | 1 | 1 | 1 | 1 | 1 | 1 | 1 | 1 | 1 | 1 | 1 | 1 | 1 | 1 | 1 | 0 | 0 |  | 100% | 1 | 1 | 1 | 1 | 1 | 1 | 1 | 1 | 1 | 1 | 1 | 1 | 1 | 1 | 1 | 1 | 1 | 1 | 1 | 1 | 1 | 1 | 1 | 1 | 1 | 1 | 1 | 1 | 1 | 1 | 0 | 0 |  | 100% | 1 | 1 | 1 | 1 | 1 | 1 | 1 | 1 | 1 | 1 | 1 | 1 | 1 | 1 | 1 | 1 | 1 | 1 | 1 | 1 | 1 | 1 | 1 | 1 | 1 | 1 | 1 | 1 | 1 | 1 | 1 | 0 | 0 |  | 100% | 0 | 0 |  | 100% | bar: 2027-01-01 to 2027-01-31
| ARM CLIM ADD9 POLE N | ARM CLIMATISATION ADD2 POLE ENERGIE | POLENE | BAT POLE ENERGIE LOCAL OND | CLIMAT | CLIMATISATION | CASCLI | CLIMATISEUR/ CASSETTE ADD | SCHNEIDER | SDAV0601A | 20 KW | 2021 | 1 | 1 | [31 empty] | 0 | 0 |  | 100% | 1 | 1 | 1 | 1 | 1 | 1 | 1 | 1 | 1 | 1 | 1 | 1 | 1 | 1 | 1 | 1 | 1 | 1 | 1 | 1 | 1 | 1 | 1 | 1 | 1 | 1 | 1 | 1 | 0 | 0 |  | 100% | 1 | 1 | 1 | 1 | 1 | 1 | 1 | 1 | 1 | 1 | 1 | 1 | 1 | 1 | 1 | 1 | 1 | 1 | 1 | 1 | 1 | 1 | 1 | 1 | 1 | 1 | 1 | 1 | 1 | 1 | 1 | 0 | 0 |  | 100% | 1 | 1 | 1 | 1 | 1 | 1 | 1 | 1 | 1 | 1 | 1 | 1 | 1 | 1 | 1 | 1 | 1 | 1 | 1 | 1 | 1 | 1 | 1 | 1 | 1 | 1 | 1 | 1 | 1 | 1 | 0 | 0 |  | 100% | 1 | 1 | 1 | 1 | 1 | 1 | 1 | 1 | 1 | 1 | 1 | 1 | 1 | 1 | 1 | 1 | 1 | 1 | 1 | 1 | 1 | 1 | 1 | 1 | 1 | 1 | 1 | 1 | 1 | 1 | 1 | 0 | 0 |  | 100% | 1 | 1 | 1 | 1 | 1 | 1 | 1 | 1 | 1 | 1 | 1 | 1 | 1 | 1 | 1 | 1 | 1 | 1 | 1 | 1 | 1 | 1 | 1 | 1 | 1 | 1 | 1 | 1 | 1 | 1 | 0 | 0 |  | 100% | 1 | 1 | 1 | 1 | 1 | 1 | 1 | 1 | 1 | 1 | 1 | 1 | 1 | 1 | 1 | 1 | 1 | 1 | 1 | 1 | 1 | 1 | 1 | 1 | 1 | 1 | 1 | 1 | 1 | 1 | 1 | 0 | 0 |  | 100% | 1 | 1 | 1 | 1 | 1 | 1 | 1 | 1 | 1 | 1 | 1 | 1 | 1 | 1 | 1 | 1 | 1 | 1 | 1 | 1 | 1 | 1 | 1 | 1 | 1 | 1 | 1 | 1 | 1 | 1 | 1 | 0 | 0 |  | 100% | 1 | 1 | 1 | 1 | 1 | 1 | 1 | 1 | 1 | 1 | 1 | 1 | 1 | 1 | 1 | 1 | 1 | 1 | 1 | 1 | 1 | 1 | 1 | 1 | 1 | 1 | 1 | 1 | 1 | 1 | 0 | 0 |  | 100% | 1 | 1 | 1 | 1 | 1 | 1 | 1 | 1 | 1 | 1 | 1 | 1 | 1 | 1 | 1 | 1 | 1 | 1 | 1 | 1 | 1 | 1 | 1 | 1 | 1 | 1 | 1 | 1 | 1 | 1 | 1 | 0 | 0 |  | 100% | 1 | 1 | 1 | 1 | 1 | 1 | 1 | 1 | 1 | 1 | 1 | 1 | 1 | 1 | 1 | 1 | 1 | 1 | 1 | 1 | 1 | 1 | 1 | 1 | 1 | 1 | 1 | 1 | 1 | 1 | 0 | 0 |  | 100% | 1 | 1 | 1 | 1 | 1 | 1 | 1 | 1 | 1 | 1 | 1 | 1 | 1 | 1 | 1 | 1 | 1 | 1 | 1 | 1 | 1 | 1 | 1 | 1 | 1 | 1 | 1 | 1 | 1 | 1 | 1 | 0 | 0 |  | 100% | 0 | 0 |  | 100% | bar: 2027-01-01 to 2027-01-31
| CLIM-OND1-POL | CLIMATISEUR UNITE EXTERIEURE | POLENE | BAT POLE ENERGIE EXT | CLIMAT | CLIMATISATION | SPLIT | CLIMATISEUR SPLIT | MODINE CIS | CAP1301P |  | 2021 | 1 | 1 | [31 empty] | 0 | 0 |  | 100% | 1 | 1 | 1 | 1 | 1 | 1 | 1 | 1 | 1 | 1 | 1 | 1 | 1 | 1 | 1 | 1 | 1 | 1 | 1 | 1 | 1 | 1 | 1 | 1 | 1 | 1 | 1 | 1 | 0 | 0 |  | 100% | 1 | 1 | 1 | 1 | 1 | 1 | 1 | 1 | 1 | 1 | 1 | 1 | 1 | 1 | 1 | 1 | 1 | 1 | 1 | 1 | 1 | 1 | 1 | 1 | 1 | 1 | 1 | 1 | 1 | 1 | 1 | 0 | 0 |  | 100% | 1 | 1 | 1 | 1 | 1 | 1 | 1 | 1 | 1 | 1 | 1 | 1 | 1 | 1 | 1 | 1 | 1 | 1 | 1 | 1 | 1 | 1 | 1 | 1 | 1 | 1 | 1 | 1 | 1 | 1 | 0 | 0 |  | 100% | 1 | 1 | 1 | 1 | 1 | 1 | 1 | 1 | 1 | 1 | 1 | 1 | 1 | 1 | 1 | 1 | 1 | 1 | 1 | 1 | 1 | 1 | 1 | 1 | 1 | 1 | 1 | 1 | 1 | 1 | 1 | 0 | 0 |  | 100% | 1 | 1 | 1 | 1 | 1 | 1 | 1 | 1 | 1 | 1 | 1 | 1 | 1 | 1 | 1 | 1 | 1 | 1 | 1 | 1 | 1 | 1 | 1 | 1 | 1 | 1 | 1 | 1 | 1 | 1 | 0 | 0 |  | 100% | 1 | 1 | 1 | 1 | 1 | 1 | 1 | 1 | 1 | 1 | 1 | 1 | 1 | 1 | 1 | 1 | 1 | 1 | 1 | 1 | 1 | 1 | 1 | 1 | 1 | 1 | 1 | 1 | 1 | 1 | 1 | 0 | 0 |  | 100% | 1 | 1 | 1 | 1 | 1 | 1 | 1 | 1 | 1 | 1 | 1 | 1 | 1 | 1 | 1 | 1 | 1 | 1 | 1 | 1 | 1 | 1 | 1 | 1 | 1 | 1 | 1 | 1 | 1 | 1 | 1 | 0 | 0 |  | 100% | 1 | 1 | 1 | 1 | 1 | 1 | 1 | 1 | 1 | 1 | 1 | 1 | 1 | 1 | 1 | 1 | 1 | 1 | 1 | 1 | 1 | 1 | 1 | 1 | 1 | 1 | 1 | 1 | 1 | 1 | 0 | 0 |  | 100% | 1 | 1 | 1 | 1 | 1 | 1 | 1 | 1 | 1 | 1 | 1 | 1 | 1 | 1 | 1 | 1 | 1 | 1 | 1 | 1 | 1 | 1 | 1 | 1 | 1 | 1 | 1 | 1 | 1 | 1 | 1 | 0 | 0 |  | 100% | 1 | 1 | 1 | 1 | 1 | 1 | 1 | 1 | 1 | 1 | 1 | 1 | 1 | 1 | 1 | 1 | 1 | 1 | 1 | 1 | 1 | 1 | 1 | 1 | 1 | 1 | 1 | 1 | 1 | 1 | 0 | 0 |  | 100% | 1 | 1 | 1 | 1 | 1 | 1 | 1 | 1 | 1 | 1 | 1 | 1 | 1 | 1 | 1 | 1 | 1 | 1 | 1 | 1 | 1 | 1 | 1 | 1 | 1 | 1 | 1 | 1 | 1 | 1 | 1 | 0 | 0 |  | 100% | 0 | 0 |  | 100% | bar: 2027-01-01 to 2027-01-31
| CLIM-OND2-POL | CLIMATISEUR UNITE EXTERIEURE | POLENE | BAT POLE ENERGIE EXT | CLIMAT | CLIMATISATION | SPLIT | CLIMATISEUR SPLIT | MODINE CIS | CAP1301P |  | 2021 | 1 | 1 | [31 empty] | 0 | 0 |  | 100% | 1 | 1 | 1 | 1 | 1 | 1 | 1 | 1 | 1 | 1 | 1 | 1 | 1 | 1 | 1 | 1 | 1 | 1 | 1 | 1 | 1 | 1 | 1 | 1 | 1 | 1 | 1 | 1 | 0 | 0 |  | 100% | 1 | 1 | 1 | 1 | 1 | 1 | 1 | 1 | 1 | 1 | 1 | 1 | 1 | 1 | 1 | 1 | 1 | 1 | 1 | 1 | 1 | 1 | 1 | 1 | 1 | 1 | 1 | 1 | 1 | 1 | 1 | 0 | 0 |  | 100% | 1 | 1 | 1 | 1 | 1 | 1 | 1 | 1 | 1 | 1 | 1 | 1 | 1 | 1 | 1 | 1 | 1 | 1 | 1 | 1 | 1 | 1 | 1 | 1 | 1 | 1 | 1 | 1 | 1 | 1 | 0 | 0 |  | 100% | 1 | 1 | 1 | 1 | 1 | 1 | 1 | 1 | 1 | 1 | 1 | 1 | 1 | 1 | 1 | 1 | 1 | 1 | 1 | 1 | 1 | 1 | 1 | 1 | 1 | 1 | 1 | 1 | 1 | 1 | 1 | 0 | 0 |  | 100% | 1 | 1 | 1 | 1 | 1 | 1 | 1 | 1 | 1 | 1 | 1 | 1 | 1 | 1 | 1 | 1 | 1 | 1 | 1 | 1 | 1 | 1 | 1 | 1 | 1 | 1 | 1 | 1 | 1 | 1 | 0 | 0 |  | 100% | 1 | 1 | 1 | 1 | 1 | 1 | 1 | 1 | 1 | 1 | 1 | 1 | 1 | 1 | 1 | 1 | 1 | 1 | 1 | 1 | 1 | 1 | 1 | 1 | 1 | 1 | 1 | 1 | 1 | 1 | 1 | 0 | 0 |  | 100% | 1 | 1 | 1 | 1 | 1 | 1 | 1 | 1 | 1 | 1 | 1 | 1 | 1 | 1 | 1 | 1 | 1 | 1 | 1 | 1 | 1 | 1 | 1 | 1 | 1 | 1 | 1 | 1 | 1 | 1 | 1 | 0 | 0 |  | 100% | 1 | 1 | 1 | 1 | 1 | 1 | 1 | 1 | 1 | 1 | 1 | 1 | 1 | 1 | 1 | 1 | 1 | 1 | 1 | 1 | 1 | 1 | 1 | 1 | 1 | 1 | 1 | 1 | 1 | 1 | 0 | 0 |  | 100% | 1 | 1 | 1 | 1 | 1 | 1 | 1 | 1 | 1 | 1 | 1 | 1 | 1 | 1 | 1 | 1 | 1 | 1 | 1 | 1 | 1 | 1 | 1 | 1 | 1 | 1 | 1 | 1 | 1 | 1 | 1 | 0 | 0 |  | 100% | 1 | 1 | 1 | 1 | 1 | 1 | 1 | 1 | 1 | 1 | 1 | 1 | 1 | 1 | 1 | 1 | 1 | 1 | 1 | 1 | 1 | 1 | 1 | 1 | 1 | 1 | 1 | 1 | 1 | 1 | 0 | 0 |  | 100% | 1 | 1 | 1 | 1 | 1 | 1 | 1 | 1 | 1 | 1 | 1 | 1 | 1 | 1 | 1 | 1 | 1 | 1 | 1 | 1 | 1 | 1 | 1 | 1 | 1 | 1 | 1 | 1 | 1 | 1 | 1 | 0 | 0 |  | 100% | 0 | 0 |  | 100% | bar: 2027-01-01 to 2027-01-31
| VENTEX-OND1-POLENE | EXTRACTEUR POLE ENERGIE | POLENE | BAT POLE ENERGIE LOCAL OND | CLIMAT | VENTILATION | VENTEX | VENTILATEUR D'EXTRACTION |  |  |  | 2025 | 2 | 1 | [31 empty] | 0 | 0 |  | 100% | 1 | 1 | 1 | 1 | 1 | 1 | 1 | 1 | 1 | 1 | 1 | 1 | 1 | 1 | 1 | 1 | 1 | 1 | 1 | 1 | 1 | 1 | 1 | 1 | 1 | 1 | 1 | 1 | 0 | 0 |  | 100% | 1 | 1 | 1 | 1 | 1 | 1 | 1 | 1 | 1 | 1 | 1 | 1 | 1 | 1 | 1 | 1 | 1 | 1 | 1 | 1 | 1 | 1 | 1 | 1 | 1 | 1 | 1 | 1 | 1 | 1 | 1 | 0 | 0 |  | 100% | 1 | 1 | 1 | 1 | 1 | 1 | 1 | 1 | 1 | 1 | 1 | 1 | 1 | 1 | 1 | 1 | 1 | 1 | 1 | 1 | 1 | 1 | 1 | 1 | 1 | 1 | 1 | 1 | 1 | 1 | 0 | 0 |  | 100% | 1 | 1 | 1 | 1 | 1 | 1 | 1 | 1 | 1 | 1 | 1 | 1 | 1 | 1 | 1 | 1 | 1 | 1 | 1 | 1 | 1 | 1 | 1 | 1 | 1 | 1 | 1 | 1 | 1 | 1 | 1 | 0 | 0 |  | 100% | 1 | 1 | 1 | 1 | 1 | 1 | 1 | 1 | 1 | 1 | 1 | 1 | 1 | 1 | 1 | 1 | 1 | 1 | 1 | 1 | 1 | 1 | 1 | 1 | 1 | 1 | 1 | 1 | 1 | 1 | 0 | 0 |  | 100% | 1 | 1 | 1 | 1 | 1 | 1 | 1 | 1 | 1 | 1 | 1 | 1 | 1 | 1 | 1 | 1 | 1 | 1 | 1 | 1 | 1 | 1 | 1 | 1 | 1 | 1 | 1 | 1 | 1 | 1 | 1 | 0 | 0 |  | 100% | 1 | 1 | 1 | 1 | 1 | 1 | 1 | 1 | 1 | 1 | 1 | 1 | 1 | 1 | 1 | 1 | 1 | 1 | 1 | 1 | 1 | 1 | 1 | 1 | 1 | 1 | 1 | 1 | 1 | 1 | 1 | 0 | 0 |  | 100% | 1 | 1 | 1 | 1 | 1 | 1 | 1 | 1 | 1 | 1 | 1 | 1 | 1 | 1 | 1 | 1 | 1 | 1 | 1 | 1 | 1 | 1 | 1 | 1 | 1 | 1 | 1 | 1 | 1 | 1 | 0 | 0 |  | 100% | 1 | 1 | 1 | 1 | 1 | 1 | 1 | 1 | 1 | 1 | 1 | 1 | 1 | 1 | 1 | 1 | 1 | 1 | 1 | 1 | 1 | 1 | 1 | 1 | 1 | 1 | 1 | 1 | 1 | 1 | 1 | 0 | 0 |  | 100% | 1 | 1 | 1 | 1 | 1 | 1 | 1 | 1 | 1 | 1 | 1 | 1 | 1 | 1 | 1 | 1 | 1 | 1 | 1 | 1 | 1 | 1 | 1 | 1 | 1 | 1 | 1 | 1 | 1 | 1 | 0 | 0 |  | 100% | 1 | 1 | 1 | 1 | 1 | 1 | 1 | 1 | 1 | 1 | 1 | 1 | 1 | 1 | 1 | 1 | 1 | 1 | 1 | 1 | 1 | 1 | 1 | 1 | 1 | 1 | 1 | 1 | 1 | 1 | 1 | 0 | 0 |  | 100% | 0 | 0 |  | 100% | bar: 2027-01-01 to 2027-01-31
| VENTEX-OND2-POLENE | EXTRACTEUR POLE ENERGIE | POLENE | BAT POLE ENERGIE LOCAL OND | CLIMAT | VENTILATION | VENTEX | VENTILATEUR D'EXTRACTION |  |  |  | 2025 | 2 | 1 | [31 empty] | 0 | 0 |  | 100% | 1 | 1 | 1 | 1 | 1 | 1 | 1 | 1 | 1 | 1 | 1 | 1 | 1 | 1 | 1 | 1 | 1 | 1 | 1 | 1 | 1 | 1 | 1 | 1 | 1 | 1 | 1 | 1 | 0 | 0 |  | 100% | 1 | 1 | 1 | 1 | 1 | 1 | 1 | 1 | 1 | 1 | 1 | 1 | 1 | 1 | 1 | 1 | 1 | 1 | 1 | 1 | 1 | 1 | 1 | 1 | 1 | 1 | 1 | 1 | 1 | 1 | 1 | 0 | 0 |  | 100% | 1 | 1 | 1 | 1 | 1 | 1 | 1 | 1 | 1 | 1 | 1 | 1 | 1 | 1 | 1 | 1 | 1 | 1 | 1 | 1 | 1 | 1 | 1 | 1 | 1 | 1 | 1 | 1 | 1 | 1 | 0 | 0 |  | 100% | 1 | 1 | 1 | 1 | 1 | 1 | 1 | 1 | 1 | 1 | 1 | 1 | 1 | 1 | 1 | 1 | 1 | 1 | 1 | 1 | 1 | 1 | 1 | 1 | 1 | 1 | 1 | 1 | 1 | 1 | 1 | 0 | 0 |  | 100% | 1 | 1 | 1 | 1 | 1 | 1 | 1 | 1 | 1 | 1 | 1 | 1 | 1 | 1 | 1 | 1 | 1 | 1 | 1 | 1 | 1 | 1 | 1 | 1 | 1 | 1 | 1 | 1 | 1 | 1 | 0 | 0 |  | 100% | 1 | 1 | 1 | 1 | 1 | 1 | 1 | 1 | 1 | 1 | 1 | 1 | 1 | 1 | 1 | 1 | 1 | 1 | 1 | 1 | 1 | 1 | 1 | 1 | 1 | 1 | 1 | 1 | 1 | 1 | 1 | 0 | 0 |  | 100% | 1 | 1 | 1 | 1 | 1 | 1 | 1 | 1 | 1 | 1 | 1 | 1 | 1 | 1 | 1 | 1 | 1 | 1 | 1 | 1 | 1 | 1 | 1 | 1 | 1 | 1 | 1 | 1 | 1 | 1 | 1 | 0 | 0 |  | 100% | 1 | 1 | 1 | 1 | 1 | 1 | 1 | 1 | 1 | 1 | 1 | 1 | 1 | 1 | 1 | 1 | 1 | 1 | 1 | 1 | 1 | 1 | 1 | 1 | 1 | 1 | 1 | 1 | 1 | 1 | 0 | 0 |  | 100% | 1 | 1 | 1 | 1 | 1 | 1 | 1 | 1 | 1 | 1 | 1 | 1 | 1 | 1 | 1 | 1 | 1 | 1 | 1 | 1 | 1 | 1 | 1 | 1 | 1 | 1 | 1 | 1 | 1 | 1 | 1 | 0 | 0 |  | 100% | 1 | 1 | 1 | 1 | 1 | 1 | 1 | 1 | 1 | 1 | 1 | 1 | 1 | 1 | 1 | 1 | 1 | 1 | 1 | 1 | 1 | 1 | 1 | 1 | 1 | 1 | 1 | 1 | 1 | 1 | 0 | 0 |  | 100% | 1 | 1 | 1 | 1 | 1 | 1 | 1 | 1 | 1 | 1 | 1 | 1 | 1 | 1 | 1 | 1 | 1 | 1 | 1 | 1 | 1 | 1 | 1 | 1 | 1 | 1 | 1 | 1 | 1 | 1 | 1 | 0 | 0 |  | 100% | 0 | 0 |  | 100% | bar: 2027-01-01 to 2027-01-31
| VENTEX-GE-POLENE | VENTILATEUR EXTRACTION Ventilateur local GE | POLENE | BAT POLE ENERGIE LOCAL GE | VENTIL | VENTILATION | VENTEX | VENTILATEUR D'EXTRACTION |  |  |  |  | 1 | 2 | [31 empty] | 0 | 0 |  | 100% | 1 | 1 | 1 | 1 | 1 | 1 | 1 | 1 | 1 | 1 | 1 | 1 | 1 | 1 | 1 | 1 | 1 | 1 | 1 | 1 | 1 | 1 | 1 | 1 | 1 | 1 | 1 | 1 | 0 | 0 |  | 100% | 1 | 1 | 1 | 1 | 1 | 1 | 1 | 1 | 1 | 1 | 1 | 1 | 1 | 1 | 1 | 1 | 1 | 1 | 1 | 1 | 1 | 1 | 1 | 1 | 1 | 1 | 1 | 1 | 1 | 1 | 1 | 0 | 0 |  | 100% | 1 | 1 | 1 | 1 | 1 | 1 | 1 | 1 | 1 | 1 | 1 | 1 | 1 | 1 | 1 | 1 | 1 | 1 | 1 | 1 | 1 | 1 | 1 | 1 | 1 | 1 | 1 | 1 | 1 | 1 | 0 | 0 |  | 100% | 1 | 1 | 1 | 1 | 1 | 1 | 1 | 1 | 1 | 1 | 1 | 1 | 1 | 1 | 1 | 1 | 1 | 1 | 1 | 1 | 1 | 1 | 1 | 1 | 1 | 1 | 1 | 1 | 1 | 1 | 1 | 0 | 0 |  | 100% | 1 | 1 | 1 | 1 | 1 | 1 | 1 | 1 | 1 | 1 | 1 | 1 | 1 | 1 | 1 | 1 | 1 | 1 | 1 | 1 | 1 | 1 | 1 | 1 | 1 | 1 | 1 | 1 | 1 | 1 | 0 | 0 |  | 100% | 1 | 1 | 1 | 1 | 1 | 1 | 1 | 1 | 1 | 1 | 1 | 1 | 1 | 1 | 1 | 1 | 1 | 1 | 1 | 1 | 1 | 1 | 1 | 1 | 1 | 1 | 1 | 1 | 1 | 1 | 1 | 0 | 0 |  | 100% | 1 | 1 | 1 | 1 | 1 | 1 | 1 | 1 | 1 | 1 | 1 | 1 | 1 | 1 | 1 | 1 | 1 | 1 | 1 | 1 | 1 | 1 | 1 | 1 | 1 | 1 | 1 | 1 | 1 | 1 | 1 | 0 | 0 |  | 100% | 1 | 1 | 1 | 1 | 1 | 1 | 1 | 1 | 1 | 1 | 1 | 1 | 1 | 1 | 1 | 1 | 1 | 1 | 1 | 1 | 1 | 1 | 1 | 1 | 1 | 1 | 1 | 1 | 1 | 1 | 0 | 0 |  | 100% | 1 | 1 | 1 | 1 | 1 | 1 | 1 | 1 | 1 | 1 | 1 | 1 | 1 | 1 | 1 | 1 | 1 | 1 | 1 | 1 | 1 | 1 | 1 | 1 | 1 | 1 | 1 | 1 | 1 | 1 | 1 | 0 | 0 |  | 100% | 1 | 1 | 1 | 1 | 1 | 1 | 1 | 1 | 1 | 1 | 1 | 1 | 1 | 1 | 1 | 1 | 1 | 1 | 1 | 1 | 1 | 1 | 1 | 1 | 1 | 1 | 1 | 1 | 1 | 1 | 0 | 0 |  | 100% | 1 | 1 | 1 | 1 | 1 | 1 | 1 | 1 | 1 | 1 | 1 | 1 | 1 | 1 | 1 | 1 | 1 | 1 | 1 | 1 | 1 | 1 | 1 | 1 | 1 | 1 | 1 | 1 | 1 | 1 | 1 | 0 | 0 |  | 100% | 0 | 0 |  | 100% | bar: 2027-01-01 to 2027-01-31
LISTING COURANT FORT POLE ENERGIE | [45 empty] | 0 | 0 |  | 100% | 1 | 1 | 1 | 1 | 1 | 1 | 1 | 1 | 1 | 1 | 1 | 1 | 1 | 1 | 1 | 1 | 1 | 1 | 1 | 1 | 1 | 1 | 1 | 1 | 1 | 1 | 1 | 1 | 0 | 0 |  | 100% | 1 | 1 | 1 | 1 | 1 | 1 | 1 | 1 | 1 | 1 | 1 | 1 | 1 | 1 | 1 | 1 | 1 | 1 | 1 | 1 | 1 | 1 | 1 | 1 | 1 | 1 | 1 | 1 | 1 | 1 | 1 | 0 | 0 |  | 100% | 1 | 1 | 1 | 1 | 1 | 1 | 1 | 1 | 1 | 1 | 1 | 1 | 1 | 1 | 1 | 1 | 1 | 1 | 1 | 1 | 1 | 1 | 1 | 1 | 1 | 1 | 1 | 1 | 1 | 1 | 0 | 0 |  | 100% | 1 | 1 | 1 | 1 | 1 | 1 | 1 | 1 | 1 | 1 | 1 | 1 | 1 | 1 | 1 | 1 | 1 | 1 | 1 | 1 | 1 | 1 | 1 | 1 | 1 | 1 | 1 | 1 | 1 | 1 | 1 | 0 | 0 |  | 100% | 1 | 1 | 1 | 1 | 1 | 1 | 1 | 1 | 1 | 1 | 1 | 1 | 1 | 1 | 1 | 1 | 1 | 1 | 1 | 1 | 1 | 1 | 1 | 1 | 1 | 1 | 1 | 1 | 1 | 1 | 0 | 0 |  | 100% | 1 | 1 | 1 | 1 | 1 | 1 | 1 | 1 | 1 | 1 | 1 | 1 | 1 | 1 | 1 | 1 | 1 | 1 | 1 | 1 | 1 | 1 | 1 | 1 | 1 | 1 | 1 | 1 | 1 | 1 | 1 | 0 | 0 |  | 100% | 1 | 1 | 1 | 1 | 1 | 1 | 1 | 1 | 1 | 1 | 1 | 1 | 1 | 1 | 1 | 1 | 1 | 1 | 1 | 1 | 1 | 1 | 1 | 1 | 1 | 1 | 1 | 1 | 1 | 1 | 1 | 0 | 0 |  | 100% | 1 | 1 | 1 | 1 | 1 | 1 | 1 | 1 | 1 | 1 | 1 | 1 | 1 | 1 | 1 | 1 | 1 | 1 | 1 | 1 | 1 | 1 | 1 | 1 | 1 | 1 | 1 | 1 | 1 | 1 | 0 | 0 |  | 100% | 1 | 1 | 1 | 1 | 1 | 1 | 1 | 1 | 1 | 1 | 1 | 1 | 1 | 1 | 1 | 1 | 1 | 1 | 1 | 1 | 1 | 1 | 1 | 1 | 1 | 1 | 1 | 1 | 1 | 1 | 1 | 0 | 0 |  | 100% | 1 | 1 | 1 | 1 | 1 | 1 | 1 | 1 | 1 | 1 | 1 | 1 | 1 | 1 | 1 | 1 | 1 | 1 | 1 | 1 | 1 | 1 | 1 | 1 | 1 | 1 | 1 | 1 | 1 | 1 | 0 | 0 |  | 100% | 1 | 1 | 1 | 1 | 1 | 1 | 1 | 1 | 1 | 1 | 1 | 1 | 1 | 1 | 1 | 1 | 1 | 1 | 1 | 1 | 1 | 1 | 1 | 1 | 1 | 1 | 1 | 1 | 1 | 1 | 1 | 0 | 0 |  | 100% | 0 | 0 |  | 100% | bar: 2027-01-01 to 2027-01-31
| ARM-GE-POLENE-SECOURS | Armoire ge secours ultime | POLENE | BAT POLE ENERGIE LOCAL GE | COURFO | ELECTRICITE COURANTS FORTS | ARMELE | ARMOIRE / COFFRET ELECTRIQUE | SCHNEIDER | PRISMA SET |  | 2025 | 2 | 1 | [31 empty] | 0 | 0 |  | 100% | 1 | 1 | 1 | 1 | 1 | 1 | 1 | 1 | 1 | 1 | 1 | 1 | 1 | 1 | 1 | 1 | 1 | 1 | 1 | 1 | 1 | 1 | 1 | 1 | 1 | 1 | 1 | 1 | 0 | 0 |  | 100% | 1 | 1 | 1 | 1 | 1 | 1 | 1 | 1 | 1 | 1 | 1 | 1 | 1 | 1 | 1 | 1 | 1 | 1 | 1 | 1 | 1 | 1 | 1 | 1 | 1 | 1 | 1 | 1 | 1 | 1 | 1 | 0 | 0 |  | 100% | 1 | 1 | 1 | 1 | 1 | 1 | 1 | 1 | 1 | 1 | 1 | 1 | 1 | 1 | 1 | 1 | 1 | 1 | 1 | 1 | 1 | 1 | 1 | 1 | 1 | 1 | 1 | 1 | 1 | 1 | 0 | 0 |  | 100% | 1 | 1 | 1 | 1 | 1 | 1 | 1 | 1 | 1 | 1 | 1 | 1 | 1 | 1 | 1 | 1 | 1 | 1 | 1 | 1 | 1 | 1 | 1 | 1 | 1 | 1 | 1 | 1 | 1 | 1 | 1 | 0 | 0 |  | 100% | 1 | 1 | 1 | 1 | 1 | 1 | 1 | 1 | 1 | 1 | 1 | 1 | 1 | 1 | 1 | 1 | 1 | 1 | 1 | 1 | 1 | 1 | 1 | 1 | 1 | 1 | 1 | 1 | 1 | 1 | 0 | 0 |  | 100% | 1 | 1 | 1 | 1 | 1 | 1 | 1 | 1 | 1 | 1 | 1 | 1 | 1 | 1 | 1 | 1 | 1 | 1 | 1 | 1 | 1 | 1 | 1 | 1 | 1 | 1 | 1 | 1 | 1 | 1 | 1 | 0 | 0 |  | 100% | 1 | 1 | 1 | 1 | 1 | 1 | 1 | 1 | 1 | 1 | 1 | 1 | 1 | 1 | 1 | 1 | 1 | 1 | 1 | 1 | 1 | 1 | 1 | 1 | 1 | 1 | 1 | 1 | 1 | 1 | 1 | 0 | 0 |  | 100% | 1 | 1 | 1 | 1 | 1 | 1 | 1 | 1 | 1 | 1 | 1 | 1 | 1 | 1 | 1 | 1 | 1 | 1 | 1 | 1 | 1 | 1 | 1 | 1 | 1 | 1 | 1 | 1 | 1 | 1 | 0 | 0 |  | 100% | 1 | 1 | 1 | 1 | 1 | 1 | 1 | 1 | 1 | 1 | 1 | 1 | 1 | 1 | 1 | 1 | 1 | 1 | 1 | 1 | 1 | 1 | 1 | 1 | 1 | 1 | 1 | 1 | 1 | 1 | 1 | 0 | 0 |  | 100% | 1 | 1 | 1 | 1 | 1 | 1 | 1 | 1 | 1 | 1 | 1 | 1 | 1 | 1 | 1 | 1 | 1 | 1 | 1 | 1 | 1 | 1 | 1 | 1 | 1 | 1 | 1 | 1 | 1 | 1 | 0 | 0 |  | 100% | 1 | 1 | 1 | 1 | 1 | 1 | 1 | 1 | 1 | 1 | 1 | 1 | 1 | 1 | 1 | 1 | 1 | 1 | 1 | 1 | 1 | 1 | 1 | 1 | 1 | 1 | 1 | 1 | 1 | 1 | 1 | 0 | 0 |  | 100% | 0 | 0 |  | 100% | bar: 2027-01-01 to 2027-01-31
| ARM-GE-POLENE | Armoire TGGEB | POLENE | BAT POLE ENERGIE | COURFO | ELECTRICITE COURANTS FORTS | ARMELE | ARMOIRE / COFFRET ELECTRIQUE |  |  |  |  | 1 | 1 | [31 empty] | 0 | 0 |  | 100% | 1 | 1 | 1 | 1 | 1 | 1 | 1 | 1 | 1 | 1 | 1 | 1 | 1 | 1 | 1 | 1 | 1 | 1 | 1 | 1 | 1 | 1 | 1 | 1 | 1 | 1 | 1 | 1 | 0 | 0 |  | 100% | 1 | 1 | 1 | 1 | 1 | 1 | 1 | 1 | 1 | 1 | 1 | 1 | 1 | 1 | 1 | 1 | 1 | 1 | 1 | 1 | 1 | 1 | 1 | 1 | 1 | 1 | 1 | 1 | 1 | 1 | 1 | 0 | 0 |  | 100% | 1 | 1 | 1 | 1 | 1 | 1 | 1 | 1 | 1 | 1 | 1 | 1 | 1 | 1 | 1 | 1 | 1 | 1 | 1 | 1 | 1 | 1 | 1 | 1 | 1 | 1 | 1 | 1 | 1 | 1 | 0 | 0 |  | 100% | 1 | 1 | 1 | 1 | 1 | 1 | 1 | 1 | 1 | 1 | 1 | 1 | 1 | 1 | 1 | 1 | 1 | 1 | 1 | 1 | 1 | 1 | 1 | 1 | 1 | 1 | 1 | 1 | 1 | 1 | 1 | 0 | 0 |  | 100% | 1 | 1 | 1 | 1 | 1 | 1 | 1 | 1 | 1 | 1 | 1 | 1 | 1 | 1 | 1 | 1 | 1 | 1 | 1 | 1 | 1 | 1 | 1 | 1 | 1 | 1 | 1 | 1 | 1 | 1 | 0 | 0 |  | 100% | 1 | 1 | 1 | 1 | 1 | 1 | 1 | 1 | 1 | 1 | 1 | 1 | 1 | 1 | 1 | 1 | 1 | 1 | 1 | 1 | 1 | 1 | 1 | 1 | 1 | 1 | 1 | 1 | 1 | 1 | 1 | 0 | 0 |  | 100% | 1 | 1 | 1 | 1 | 1 | 1 | 1 | 1 | 1 | 1 | 1 | 1 | 1 | 1 | 1 | 1 | 1 | 1 | 1 | 1 | 1 | 1 | 1 | 1 | 1 | 1 | 1 | 1 | 1 | 1 | 1 | 0 | 0 |  | 100% | 1 | 1 | 1 | 1 | 1 | 1 | 1 | 1 | 1 | 1 | 1 | 1 | 1 | 1 | 1 | 1 | 1 | 1 | 1 | 1 | 1 | 1 | 1 | 1 | 1 | 1 | 1 | 1 | 1 | 1 | 0 | 0 |  | 100% | 1 | 1 | 1 | 1 | 1 | 1 | 1 | 1 | 1 | 1 | 1 | 1 | 1 | 1 | 1 | 1 | 1 | 1 | 1 | 1 | 1 | 1 | 1 | 1 | 1 | 1 | 1 | 1 | 1 | 1 | 1 | 0 | 0 |  | 100% | 1 | 1 | 1 | 1 | 1 | 1 | 1 | 1 | 1 | 1 | 1 | 1 | 1 | 1 | 1 | 1 | 1 | 1 | 1 | 1 | 1 | 1 | 1 | 1 | 1 | 1 | 1 | 1 | 1 | 1 | 0 | 0 |  | 100% | 1 | 1 | 1 | 1 | 1 | 1 | 1 | 1 | 1 | 1 | 1 | 1 | 1 | 1 | 1 | 1 | 1 | 1 | 1 | 1 | 1 | 1 | 1 | 1 | 1 | 1 | 1 | 1 | 1 | 1 | 1 | 0 | 0 |  | 100% | 0 | 0 |  | 100% | bar: 2027-01-01 to 2027-01-31
| ARM-DISJ-OND2-P ENG | ARM OND 2 Disjoncteur Batt. pole energie | POLENE | BAT POLE ENERGIE | COURFO | ELECTRICITE COURANTS FORTS | ARMELE | ARMOIRE / COFFRET ELECTRIQUE |  |  |  |  | 1 | 1 | [31 empty] | 0 | 0 |  | 100% | 1 | 1 | 1 | 1 | 1 | 1 | 1 | 1 | 1 | 1 | 1 | 1 | 1 | 1 | 1 | 1 | 1 | 1 | 1 | 1 | 1 | 1 | 1 | 1 | 1 | 1 | 1 | 1 | 0 | 0 |  | 100% | 1 | 1 | 1 | 1 | 1 | 1 | 1 | 1 | 1 | 1 | 1 | 1 | 1 | 1 | 1 | 1 | 1 | 1 | 1 | 1 | 1 | 1 | 1 | 1 | 1 | 1 | 1 | 1 | 1 | 1 | 1 | 0 | 0 |  | 100% | 1 | 1 | 1 | 1 | 1 | 1 | 1 | 1 | 1 | 1 | 1 | 1 | 1 | 1 | 1 | 1 | 1 | 1 | 1 | 1 | 1 | 1 | 1 | 1 | 1 | 1 | 1 | 1 | 1 | 1 | 0 | 0 |  | 100% | 1 | 1 | 1 | 1 | 1 | 1 | 1 | 1 | 1 | 1 | 1 | 1 | 1 | 1 | 1 | 1 | 1 | 1 | 1 | 1 | 1 | 1 | 1 | 1 | 1 | 1 | 1 | 1 | 1 | 1 | 1 | 0 | 0 |  | 100% | 1 | 1 | 1 | 1 | 1 | 1 | 1 | 1 | 1 | 1 | 1 | 1 | 1 | 1 | 1 | 1 | 1 | 1 | 1 | 1 | 1 | 1 | 1 | 1 | 1 | 1 | 1 | 1 | 1 | 1 | 0 | 0 |  | 100% | 1 | 1 | 1 | 1 | 1 | 1 | 1 | 1 | 1 | 1 | 1 | 1 | 1 | 1 | 1 | 1 | 1 | 1 | 1 | 1 | 1 | 1 | 1 | 1 | 1 | 1 | 1 | 1 | 1 | 1 | 1 | 0 | 0 |  | 100% | 1 | 1 | 1 | 1 | 1 | 1 | 1 | 1 | 1 | 1 | 1 | 1 | 1 | 1 | 1 | 1 | 1 | 1 | 1 | 1 | 1 | 1 | 1 | 1 | 1 | 1 | 1 | 1 | 1 | 1 | 1 | 0 | 0 |  | 100% | 1 | 1 | 1 | 1 | 1 | 1 | 1 | 1 | 1 | 1 | 1 | 1 | 1 | 1 | 1 | 1 | 1 | 1 | 1 | 1 | 1 | 1 | 1 | 1 | 1 | 1 | 1 | 1 | 1 | 1 | 0 | 0 |  | 100% | 1 | 1 | 1 | 1 | 1 | 1 | 1 | 1 | 1 | 1 | 1 | 1 | 1 | 1 | 1 | 1 | 1 | 1 | 1 | 1 | 1 | 1 | 1 | 1 | 1 | 1 | 1 | 1 | 1 | 1 | 1 | 0 | 0 |  | 100% | 1 | 1 | 1 | 1 | 1 | 1 | 1 | 1 | 1 | 1 | 1 | 1 | 1 | 1 | 1 | 1 | 1 | 1 | 1 | 1 | 1 | 1 | 1 | 1 | 1 | 1 | 1 | 1 | 1 | 1 | 0 | 0 |  | 100% | 1 | 1 | 1 | 1 | 1 | 1 | 1 | 1 | 1 | 1 | 1 | 1 | 1 | 1 | 1 | 1 | 1 | 1 | 1 | 1 | 1 | 1 | 1 | 1 | 1 | 1 | 1 | 1 | 1 | 1 | 1 | 0 | 0 |  | 100% | 0 | 0 |  | 100% | bar: 2027-01-01 to 2027-01-31
| ARM-DISJ-OND1-P ENG | ARM OND 1 Disjoncteur Batt. pole energie | POLENE | BAT POLE ENERGIE | COURFO | ELECTRICITE COURANTS FORTS | ARMELE | ARMOIRE / COFFRET ELECTRIQUE |  |  |  |  | 1 | 1 | [31 empty] | 0 | 0 |  | 100% | 1 | 1 | 1 | 1 | 1 | 1 | 1 | 1 | 1 | 1 | 1 | 1 | 1 | 1 | 1 | 1 | 1 | 1 | 1 | 1 | 1 | 1 | 1 | 1 | 1 | 1 | 1 | 1 | 0 | 0 |  | 100% | 1 | 1 | 1 | 1 | 1 | 1 | 1 | 1 | 1 | 1 | 1 | 1 | 1 | 1 | 1 | 1 | 1 | 1 | 1 | 1 | 1 | 1 | 1 | 1 | 1 | 1 | 1 | 1 | 1 | 1 | 1 | 0 | 0 |  | 100% | 1 | 1 | 1 | 1 | 1 | 1 | 1 | 1 | 1 | 1 | 1 | 1 | 1 | 1 | 1 | 1 | 1 | 1 | 1 | 1 | 1 | 1 | 1 | 1 | 1 | 1 | 1 | 1 | 1 | 1 | 0 | 0 |  | 100% | 1 | 1 | 1 | 1 | 1 | 1 | 1 | 1 | 1 | 1 | 1 | 1 | 1 | 1 | 1 | 1 | 1 | 1 | 1 | 1 | 1 | 1 | 1 | 1 | 1 | 1 | 1 | 1 | 1 | 1 | 1 | 0 | 0 |  | 100% | 1 | 1 | 1 | 1 | 1 | 1 | 1 | 1 | 1 | 1 | 1 | 1 | 1 | 1 | 1 | 1 | 1 | 1 | 1 | 1 | 1 | 1 | 1 | 1 | 1 | 1 | 1 | 1 | 1 | 1 | 0 | 0 |  | 100% | 1 | 1 | 1 | 1 | 1 | 1 | 1 | 1 | 1 | 1 | 1 | 1 | 1 | 1 | 1 | 1 | 1 | 1 | 1 | 1 | 1 | 1 | 1 | 1 | 1 | 1 | 1 | 1 | 1 | 1 | 1 | 0 | 0 |  | 100% | 1 | 1 | 1 | 1 | 1 | 1 | 1 | 1 | 1 | 1 | 1 | 1 | 1 | 1 | 1 | 1 | 1 | 1 | 1 | 1 | 1 | 1 | 1 | 1 | 1 | 1 | 1 | 1 | 1 | 1 | 1 | 0 | 0 |  | 100% | 1 | 1 | 1 | 1 | 1 | 1 | 1 | 1 | 1 | 1 | 1 | 1 | 1 | 1 | 1 | 1 | 1 | 1 | 1 | 1 | 1 | 1 | 1 | 1 | 1 | 1 | 1 | 1 | 1 | 1 | 0 | 0 |  | 100% | 1 | 1 | 1 | 1 | 1 | 1 | 1 | 1 | 1 | 1 | 1 | 1 | 1 | 1 | 1 | 1 | 1 | 1 | 1 | 1 | 1 | 1 | 1 | 1 | 1 | 1 | 1 | 1 | 1 | 1 | 1 | 0 | 0 |  | 100% | 1 | 1 | 1 | 1 | 1 | 1 | 1 | 1 | 1 | 1 | 1 | 1 | 1 | 1 | 1 | 1 | 1 | 1 | 1 | 1 | 1 | 1 | 1 | 1 | 1 | 1 | 1 | 1 | 1 | 1 | 0 | 0 |  | 100% | 1 | 1 | 1 | 1 | 1 | 1 | 1 | 1 | 1 | 1 | 1 | 1 | 1 | 1 | 1 | 1 | 1 | 1 | 1 | 1 | 1 | 1 | 1 | 1 | 1 | 1 | 1 | 1 | 1 | 1 | 1 | 0 | 0 |  | 100% | 0 | 0 |  | 100% | bar: 2027-01-01 to 2027-01-31
| ARM-DISJ-OND1-P-ENER | ARM ELECTRIQUE Disjoncteur protect. Batt. 1 | POLENE | BAT POLE ENERGIE | COURFO | ELECTRICITE COURANTS FORTS | ARMELE | ARMOIRE / COFFRET ELECTRIQUE |  |  |  |  | 1 | 1 | [31 empty] | 0 | 0 |  | 100% | 1 | 1 | 1 | 1 | 1 | 1 | 1 | 1 | 1 | 1 | 1 | 1 | 1 | 1 | 1 | 1 | 1 | 1 | 1 | 1 | 1 | 1 | 1 | 1 | 1 | 1 | 1 | 1 | 0 | 0 |  | 100% | 1 | 1 | 1 | 1 | 1 | 1 | 1 | 1 | 1 | 1 | 1 | 1 | 1 | 1 | 1 | 1 | 1 | 1 | 1 | 1 | 1 | 1 | 1 | 1 | 1 | 1 | 1 | 1 | 1 | 1 | 1 | 0 | 0 |  | 100% | 1 | 1 | 1 | 1 | 1 | 1 | 1 | 1 | 1 | 1 | 1 | 1 | 1 | 1 | 1 | 1 | 1 | 1 | 1 | 1 | 1 | 1 | 1 | 1 | 1 | 1 | 1 | 1 | 1 | 1 | 0 | 0 |  | 100% | 1 | 1 | 1 | 1 | 1 | 1 | 1 | 1 | 1 | 1 | 1 | 1 | 1 | 1 | 1 | 1 | 1 | 1 | 1 | 1 | 1 | 1 | 1 | 1 | 1 | 1 | 1 | 1 | 1 | 1 | 1 | 0 | 0 |  | 100% | 1 | 1 | 1 | 1 | 1 | 1 | 1 | 1 | 1 | 1 | 1 | 1 | 1 | 1 | 1 | 1 | 1 | 1 | 1 | 1 | 1 | 1 | 1 | 1 | 1 | 1 | 1 | 1 | 1 | 1 | 0 | 0 |  | 100% | 1 | 1 | 1 | 1 | 1 | 1 | 1 | 1 | 1 | 1 | 1 | 1 | 1 | 1 | 1 | 1 | 1 | 1 | 1 | 1 | 1 | 1 | 1 | 1 | 1 | 1 | 1 | 1 | 1 | 1 | 1 | 0 | 0 |  | 100% | 1 | 1 | 1 | 1 | 1 | 1 | 1 | 1 | 1 | 1 | 1 | 1 | 1 | 1 | 1 | 1 | 1 | 1 | 1 | 1 | 1 | 1 | 1 | 1 | 1 | 1 | 1 | 1 | 1 | 1 | 1 | 0 | 0 |  | 100% | 1 | 1 | 1 | 1 | 1 | 1 | 1 | 1 | 1 | 1 | 1 | 1 | 1 | 1 | 1 | 1 | 1 | 1 | 1 | 1 | 1 | 1 | 1 | 1 | 1 | 1 | 1 | 1 | 1 | 1 | 0 | 0 |  | 100% | 1 | 1 | 1 | 1 | 1 | 1 | 1 | 1 | 1 | 1 | 1 | 1 | 1 | 1 | 1 | 1 | 1 | 1 | 1 | 1 | 1 | 1 | 1 | 1 | 1 | 1 | 1 | 1 | 1 | 1 | 1 | 0 | 0 |  | 100% | 1 | 1 | 1 | 1 | 1 | 1 | 1 | 1 | 1 | 1 | 1 | 1 | 1 | 1 | 1 | 1 | 1 | 1 | 1 | 1 | 1 | 1 | 1 | 1 | 1 | 1 | 1 | 1 | 1 | 1 | 0 | 0 |  | 100% | 1 | 1 | 1 | 1 | 1 | 1 | 1 | 1 | 1 | 1 | 1 | 1 | 1 | 1 | 1 | 1 | 1 | 1 | 1 | 1 | 1 | 1 | 1 | 1 | 1 | 1 | 1 | 1 | 1 | 1 | 1 | 0 | 0 |  | 100% | 0 | 0 |  | 100% | bar: 2027-01-01 to 2027-01-31
| TGBT POLE ENERGIE | Armoire TGBT ONDULEUR voie B | POLENE | BAT POLE ENERGIE | COURFO | ELECTRICITE COURANTS FORTS | TGBT | TGBT |  |  |  |  | 1 | 1 | [31 empty] | 0 | 0 |  | 100% | 1 | 1 | 1 | 1 | 1 | 1 | 1 | 1 | 1 | 1 | 1 | 1 | 1 | 1 | 1 | 1 | 1 | 1 | 1 | 1 | 1 | 1 | 1 | 1 | 1 | 1 | 1 | 1 | 0 | 0 |  | 100% | 1 | 1 | 1 | 1 | 1 | 1 | 1 | 1 | 1 | 1 | 1 | 1 | 1 | 1 | 1 | 1 | 1 | 1 | 1 | 1 | 1 | 1 | 1 | 1 | 1 | 1 | 1 | 1 | 1 | 1 | 1 | 0 | 0 |  | 100% | 1 | 1 | 1 | 1 | 1 | 1 | 1 | 1 | 1 | 1 | 1 | 1 | 1 | 1 | 1 | 1 | 1 | 1 | 1 | 1 | 1 | 1 | 1 | 1 | 1 | 1 | 1 | 1 | 1 | 1 | 0 | 0 |  | 100% | 1 | 1 | 1 | 1 | 1 | 1 | 1 | 1 | 1 | 1 | 1 | 1 | 1 | 1 | 1 | 1 | 1 | 1 | 1 | 1 | 1 | 1 | 1 | 1 | 1 | 1 | 1 | 1 | 1 | 1 | 1 | 0 | 0 |  | 100% | 1 | 1 | 1 | 1 | 1 | 1 | 1 | 1 | 1 | 1 | 1 | 1 | 1 | 1 | 1 | 1 | 1 | 1 | 1 | 1 | 1 | 1 | 1 | 1 | 1 | 1 | 1 | 1 | 1 | 1 | 0 | 0 |  | 100% | 1 | 1 | 1 | 1 | 1 | 1 | 1 | 1 | 1 | 1 | 1 | 1 | 1 | 1 | 1 | 1 | 1 | 1 | 1 | 1 | 1 | 1 | 1 | 1 | 1 | 1 | 1 | 1 | 1 | 1 | 1 | 0 | 0 |  | 100% | 1 | 1 | 1 | 1 | 1 | 1 | 1 | 1 | 1 | 1 | 1 | 1 | 1 | 1 | 1 | 1 | 1 | 1 | 1 | 1 | 1 | 1 | 1 | 1 | 1 | 1 | 1 | 1 | 1 | 1 | 1 | 0 | 0 |  | 100% | 1 | 1 | 1 | 1 | 1 | 1 | 1 | 1 | 1 | 1 | 1 | 1 | 1 | 1 | 1 | 1 | 1 | 1 | 1 | 1 | 1 | 1 | 1 | 1 | 1 | 1 | 1 | 1 | 1 | 1 | 0 | 0 |  | 100% | 1 | 1 | 1 | 1 | 1 | 1 | 1 | 1 | 1 | 1 | 1 | 1 | 1 | 1 | 1 | 1 | 1 | 1 | 1 | 1 | 1 | 1 | 1 | 1 | 1 | 1 | 1 | 1 | 1 | 1 | 1 | 0 | 0 |  | 100% | 1 | 1 | 1 | 1 | 1 | 1 | 1 | 1 | 1 | 1 | 1 | 1 | 1 | 1 | 1 | 1 | 1 | 1 | 1 | 1 | 1 | 1 | 1 | 1 | 1 | 1 | 1 | 1 | 1 | 1 | 0 | 0 |  | 100% | 1 | 1 | 1 | 1 | 1 | 1 | 1 | 1 | 1 | 1 | 1 | 1 | 1 | 1 | 1 | 1 | 1 | 1 | 1 | 1 | 1 | 1 | 1 | 1 | 1 | 1 | 1 | 1 | 1 | 1 | 1 | 0 | 0 |  | 100% | 0 | 0 |  | 100% | bar: 2027-01-01 to 2027-01-31
| BAT-OND1-POL | Batteries accumulateurs onduleur 1 | POLENE | BAT POLE ENERGIE LOCAL OND | COURFO | ELECTRICITE COURANTS FORTS | ONDULE | ONDULEUR |  |  |  |  | 1 | 1 | [31 empty] | 0 | 0 |  | 100% | 1 | 1 | 1 | 1 | 1 | 1 | 1 | 1 | 1 | 1 | 1 | 1 | 1 | 1 | 1 | 1 | 1 | 1 | 1 | 1 | 1 | 1 | 1 | 1 | 1 | 1 | 1 | 1 | 0 | 0 |  | 100% | 1 | 1 | 1 | 1 | 1 | 1 | 1 | 1 | 1 | 1 | 1 | 1 | 1 | 1 | 1 | 1 | 1 | 1 | 1 | 1 | 1 | 1 | 1 | 1 | 1 | 1 | 1 | 1 | 1 | 1 | 1 | 0 | 0 |  | 100% | 1 | 1 | 1 | 1 | 1 | 1 | 1 | 1 | 1 | 1 | 1 | 1 | 1 | 1 | 1 | 1 | 1 | 1 | 1 | 1 | 1 | 1 | 1 | 1 | 1 | 1 | 1 | 1 | 1 | 1 | 0 | 0 |  | 100% | 1 | 1 | 1 | 1 | 1 | 1 | 1 | 1 | 1 | 1 | 1 | 1 | 1 | 1 | 1 | 1 | 1 | 1 | 1 | 1 | 1 | 1 | 1 | 1 | 1 | 1 | 1 | 1 | 1 | 1 | 1 | 0 | 0 |  | 100% | 1 | 1 | 1 | 1 | 1 | 1 | 1 | 1 | 1 | 1 | 1 | 1 | 1 | 1 | 1 | 1 | 1 | 1 | 1 | 1 | 1 | 1 | 1 | 1 | 1 | 1 | 1 | 1 | 1 | 1 | 0 | 0 |  | 100% | 1 | 1 | 1 | 1 | 1 | 1 | 1 | 1 | 1 | 1 | 1 | 1 | 1 | 1 | 1 | 1 | 1 | 1 | 1 | 1 | 1 | 1 | 1 | 1 | 1 | 1 | 1 | 1 | 1 | 1 | 1 | 0 | 0 |  | 100% | 1 | 1 | 1 | 1 | 1 | 1 | 1 | 1 | 1 | 1 | 1 | 1 | 1 | 1 | 1 | 1 | 1 | 1 | 1 | 1 | 1 | 1 | 1 | 1 | 1 | 1 | 1 | 1 | 1 | 1 | 1 | 0 | 0 |  | 100% | 1 | 1 | 1 | 1 | 1 | 1 | 1 | 1 | 1 | 1 | 1 | 1 | 1 | 1 | 1 | 1 | 1 | 1 | 1 | 1 | 1 | 1 | 1 | 1 | 1 | 1 | 1 | 1 | 1 | 1 | 0 | 0 |  | 100% | 1 | 1 | 1 | 1 | 1 | 1 | 1 | 1 | 1 | 1 | 1 | 1 | 1 | 1 | 1 | 1 | 1 | 1 | 1 | 1 | 1 | 1 | 1 | 1 | 1 | 1 | 1 | 1 | 1 | 1 | 1 | 0 | 0 |  | 100% | 1 | 1 | 1 | 1 | 1 | 1 | 1 | 1 | 1 | 1 | 1 | 1 | 1 | 1 | 1 | 1 | 1 | 1 | 1 | 1 | 1 | 1 | 1 | 1 | 1 | 1 | 1 | 1 | 1 | 1 | 0 | 0 |  | 100% | 1 | 1 | 1 | 1 | 1 | 1 | 1 | 1 | 1 | 1 | 1 | 1 | 1 | 1 | 1 | 1 | 1 | 1 | 1 | 1 | 1 | 1 | 1 | 1 | 1 | 1 | 1 | 1 | 1 | 1 | 1 | 0 | 0 |  | 100% | 0 | 0 |  | 100% | bar: 2027-01-01 to 2027-01-31
| BAT-OND2-POL | Batteries accumulateurs onduleur 2 | POLENE | BAT POLE ENERGIE LOCAL OND | COURFO | ELECTRICITE COURANTS FORTS | ONDULE | ONDULEUR |  |  |  |  | 1 | 1 | [31 empty] | 0 | 0 |  | 100% | 1 | 1 | 1 | 1 | 1 | 1 | 1 | 1 | 1 | 1 | 1 | 1 | 1 | 1 | 1 | 1 | 1 | 1 | 1 | 1 | 1 | 1 | 1 | 1 | 1 | 1 | 1 | 1 | 0 | 0 |  | 100% | 1 | 1 | 1 | 1 | 1 | 1 | 1 | 1 | 1 | 1 | 1 | 1 | 1 | 1 | 1 | 1 | 1 | 1 | 1 | 1 | 1 | 1 | 1 | 1 | 1 | 1 | 1 | 1 | 1 | 1 | 1 | 0 | 0 |  | 100% | 1 | 1 | 1 | 1 | 1 | 1 | 1 | 1 | 1 | 1 | 1 | 1 | 1 | 1 | 1 | 1 | 1 | 1 | 1 | 1 | 1 | 1 | 1 | 1 | 1 | 1 | 1 | 1 | 1 | 1 | 0 | 0 |  | 100% | 1 | 1 | 1 | 1 | 1 | 1 | 1 | 1 | 1 | 1 | 1 | 1 | 1 | 1 | 1 | 1 | 1 | 1 | 1 | 1 | 1 | 1 | 1 | 1 | 1 | 1 | 1 | 1 | 1 | 1 | 1 | 0 | 0 |  | 100% | 1 | 1 | 1 | 1 | 1 | 1 | 1 | 1 | 1 | 1 | 1 | 1 | 1 | 1 | 1 | 1 | 1 | 1 | 1 | 1 | 1 | 1 | 1 | 1 | 1 | 1 | 1 | 1 | 1 | 1 | 0 | 0 |  | 100% | 1 | 1 | 1 | 1 | 1 | 1 | 1 | 1 | 1 | 1 | 1 | 1 | 1 | 1 | 1 | 1 | 1 | 1 | 1 | 1 | 1 | 1 | 1 | 1 | 1 | 1 | 1 | 1 | 1 | 1 | 1 | 0 | 0 |  | 100% | 1 | 1 | 1 | 1 | 1 | 1 | 1 | 1 | 1 | 1 | 1 | 1 | 1 | 1 | 1 | 1 | 1 | 1 | 1 | 1 | 1 | 1 | 1 | 1 | 1 | 1 | 1 | 1 | 1 | 1 | 1 | 0 | 0 |  | 100% | 1 | 1 | 1 | 1 | 1 | 1 | 1 | 1 | 1 | 1 | 1 | 1 | 1 | 1 | 1 | 1 | 1 | 1 | 1 | 1 | 1 | 1 | 1 | 1 | 1 | 1 | 1 | 1 | 1 | 1 | 0 | 0 |  | 100% | 1 | 1 | 1 | 1 | 1 | 1 | 1 | 1 | 1 | 1 | 1 | 1 | 1 | 1 | 1 | 1 | 1 | 1 | 1 | 1 | 1 | 1 | 1 | 1 | 1 | 1 | 1 | 1 | 1 | 1 | 1 | 0 | 0 |  | 100% | 1 | 1 | 1 | 1 | 1 | 1 | 1 | 1 | 1 | 1 | 1 | 1 | 1 | 1 | 1 | 1 | 1 | 1 | 1 | 1 | 1 | 1 | 1 | 1 | 1 | 1 | 1 | 1 | 1 | 1 | 0 | 0 |  | 100% | 1 | 1 | 1 | 1 | 1 | 1 | 1 | 1 | 1 | 1 | 1 | 1 | 1 | 1 | 1 | 1 | 1 | 1 | 1 | 1 | 1 | 1 | 1 | 1 | 1 | 1 | 1 | 1 | 1 | 1 | 1 | 0 | 0 |  | 100% | 0 | 0 |  | 100% | bar: 2027-01-01 to 2027-01-31
| OND1-POL | Onduleur 1 - POLE ENERGIE | POLENE | BAT POLE ENERGIE LOCAL OND | COURFO | ELECTRICITE COURANTS FORTS | ONDULE | ONDULEUR | VERTIV | EXSL S1 RONIS KEYLOCK ON BI PASS | 400 KVA | 2018 | 1 | 1 | [31 empty] | 0 | 0 |  | 100% | 1 | 1 | 1 | 1 | 1 | 1 | 1 | 1 | 1 | 1 | 1 | 1 | 1 | 1 | 1 | 1 | 1 | 1 | 1 | 1 | 1 | 1 | 1 | 1 | 1 | 1 | 1 | 1 | 0 | 0 |  | 100% | 1 | 1 | 1 | 1 | 1 | 1 | 1 | 1 | 1 | 1 | 1 | 1 | 1 | 1 | 1 | 1 | 1 | 1 | 1 | 1 | 1 | 1 | 1 | 1 | 1 | 1 | 1 | 1 | 1 | 1 | 1 | 0 | 0 |  | 100% | 1 | 1 | 1 | 1 | 1 | 1 | 1 | 1 | 1 | 1 | 1 | 1 | 1 | 1 | 1 | 1 | 1 | 1 | 1 | 1 | 1 | 1 | 1 | 1 | 1 | 1 | 1 | 1 | 1 | 1 | 0 | 0 |  | 100% | 1 | 1 | 1 | 1 | 1 | 1 | 1 | 1 | 1 | 1 | 1 | 1 | 1 | 1 | 1 | 1 | 1 | 1 | 1 | 1 | 1 | 1 | 1 | 1 | 1 | 1 | 1 | 1 | 1 | 1 | 1 | 0 | 0 |  | 100% | 1 | 1 | 1 | 1 | 1 | 1 | 1 | 1 | 1 | 1 | 1 | 1 | 1 | 1 | 1 | 1 | 1 | 1 | 1 | 1 | 1 | 1 | 1 | 1 | 1 | 1 | 1 | 1 | 1 | 1 | 0 | 0 |  | 100% | 1 | 1 | 1 | 1 | 1 | 1 | 1 | 1 | 1 | 1 | 1 | 1 | 1 | 1 | 1 | 1 | 1 | 1 | 1 | 1 | 1 | 1 | 1 | 1 | 1 | 1 | 1 | 1 | 1 | 1 | 1 | 0 | 0 |  | 100% | 1 | 1 | 1 | 1 | 1 | 1 | 1 | 1 | 1 | 1 | 1 | 1 | 1 | 1 | 1 | 1 | 1 | 1 | 1 | 1 | 1 | 1 | 1 | 1 | 1 | 1 | 1 | 1 | 1 | 1 | 1 | 0 | 0 |  | 100% | 1 | 1 | 1 | 1 | 1 | 1 | 1 | 1 | 1 | 1 | 1 | 1 | 1 | 1 | 1 | 1 | 1 | 1 | 1 | 1 | 1 | 1 | 1 | 1 | 1 | 1 | 1 | 1 | 1 | 1 | 0 | 0 |  | 100% | 1 | 1 | 1 | 1 | 1 | 1 | 1 | 1 | 1 | 1 | 1 | 1 | 1 | 1 | 1 | 1 | 1 | 1 | 1 | 1 | 1 | 1 | 1 | 1 | 1 | 1 | 1 | 1 | 1 | 1 | 1 | 0 | 0 |  | 100% | 1 | 1 | 1 | 1 | 1 | 1 | 1 | 1 | 1 | 1 | 1 | 1 | 1 | 1 | 1 | 1 | 1 | 1 | 1 | 1 | 1 | 1 | 1 | 1 | 1 | 1 | 1 | 1 | 1 | 1 | 0 | 0 |  | 100% | 1 | 1 | 1 | 1 | 1 | 1 | 1 | 1 | 1 | 1 | 1 | 1 | 1 | 1 | 1 | 1 | 1 | 1 | 1 | 1 | 1 | 1 | 1 | 1 | 1 | 1 | 1 | 1 | 1 | 1 | 1 | 0 | 0 |  | 100% | 0 | 0 |  | 100% | bar: 2027-01-01 to 2027-01-31
| OND2-POL | Onduleur 2 POLE ENERGIE | POLENE | BAT POLE ENERGIE LOCAL OND | COURFO | ELECTRICITE COURANTS FORTS | ONDULE | ONDULEUR | VERTIV | EXSL S1 RONIS KEYLOCK ON BI PASS | 400 KVA | 2018 | 1 | 1 | [31 empty] | 0 | 0 |  | 100% | 1 | 1 | 1 | 1 | 1 | 1 | 1 | 1 | 1 | 1 | 1 | 1 | 1 | 1 | 1 | 1 | 1 | 1 | 1 | 1 | 1 | 1 | 1 | 1 | 1 | 1 | 1 | 1 | 0 | 0 |  | 100% | 1 | 1 | 1 | 1 | 1 | 1 | 1 | 1 | 1 | 1 | 1 | 1 | 1 | 1 | 1 | 1 | 1 | 1 | 1 | 1 | 1 | 1 | 1 | 1 | 1 | 1 | 1 | 1 | 1 | 1 | 1 | 0 | 0 |  | 100% | 1 | 1 | 1 | 1 | 1 | 1 | 1 | 1 | 1 | 1 | 1 | 1 | 1 | 1 | 1 | 1 | 1 | 1 | 1 | 1 | 1 | 1 | 1 | 1 | 1 | 1 | 1 | 1 | 1 | 1 | 0 | 0 |  | 100% | 1 | 1 | 1 | 1 | 1 | 1 | 1 | 1 | 1 | 1 | 1 | 1 | 1 | 1 | 1 | 1 | 1 | 1 | 1 | 1 | 1 | 1 | 1 | 1 | 1 | 1 | 1 | 1 | 1 | 1 | 1 | 0 | 0 |  | 100% | 1 | 1 | 1 | 1 | 1 | 1 | 1 | 1 | 1 | 1 | 1 | 1 | 1 | 1 | 1 | 1 | 1 | 1 | 1 | 1 | 1 | 1 | 1 | 1 | 1 | 1 | 1 | 1 | 1 | 1 | 0 | 0 |  | 100% | 1 | 1 | 1 | 1 | 1 | 1 | 1 | 1 | 1 | 1 | 1 | 1 | 1 | 1 | 1 | 1 | 1 | 1 | 1 | 1 | 1 | 1 | 1 | 1 | 1 | 1 | 1 | 1 | 1 | 1 | 1 | 0 | 0 |  | 100% | 1 | 1 | 1 | 1 | 1 | 1 | 1 | 1 | 1 | 1 | 1 | 1 | 1 | 1 | 1 | 1 | 1 | 1 | 1 | 1 | 1 | 1 | 1 | 1 | 1 | 1 | 1 | 1 | 1 | 1 | 1 | 0 | 0 |  | 100% | 1 | 1 | 1 | 1 | 1 | 1 | 1 | 1 | 1 | 1 | 1 | 1 | 1 | 1 | 1 | 1 | 1 | 1 | 1 | 1 | 1 | 1 | 1 | 1 | 1 | 1 | 1 | 1 | 1 | 1 | 0 | 0 |  | 100% | 1 | 1 | 1 | 1 | 1 | 1 | 1 | 1 | 1 | 1 | 1 | 1 | 1 | 1 | 1 | 1 | 1 | 1 | 1 | 1 | 1 | 1 | 1 | 1 | 1 | 1 | 1 | 1 | 1 | 1 | 1 | 0 | 0 |  | 100% | 1 | 1 | 1 | 1 | 1 | 1 | 1 | 1 | 1 | 1 | 1 | 1 | 1 | 1 | 1 | 1 | 1 | 1 | 1 | 1 | 1 | 1 | 1 | 1 | 1 | 1 | 1 | 1 | 1 | 1 | 0 | 0 |  | 100% | 1 | 1 | 1 | 1 | 1 | 1 | 1 | 1 | 1 | 1 | 1 | 1 | 1 | 1 | 1 | 1 | 1 | 1 | 1 | 1 | 1 | 1 | 1 | 1 | 1 | 1 | 1 | 1 | 1 | 1 | 1 | 0 | 0 |  | 100% | 0 | 0 |  | 100% | bar: 2027-01-01 to 2027-01-31
| GTB-GTC POLE ENERGIE | RESEAU GTB/GTC Baie informatique GTC | POLENE | BAT POLE ENERGIE LOCAL GE | COURFA | ELECTRICITE COURANTS FAIBLES | GTBGTC | GTB / GTC |  |  |  |  | 1 | 1 | [31 empty] | 0 | 0 |  | 100% | 1 | 1 | 1 | 1 | 1 | 1 | 1 | 1 | 1 | 1 | 1 | 1 | 1 | 1 | 1 | 1 | 1 | 1 | 1 | 1 | 1 | 1 | 1 | 1 | 1 | 1 | 1 | 1 | 0 | 0 |  | 100% | 1 | 1 | 1 | 1 | 1 | 1 | 1 | 1 | 1 | 1 | 1 | 1 | 1 | 1 | 1 | 1 | 1 | 1 | 1 | 1 | 1 | 1 | 1 | 1 | 1 | 1 | 1 | 1 | 1 | 1 | 1 | 0 | 0 |  | 100% | 1 | 1 | 1 | 1 | 1 | 1 | 1 | 1 | 1 | 1 | 1 | 1 | 1 | 1 | 1 | 1 | 1 | 1 | 1 | 1 | 1 | 1 | 1 | 1 | 1 | 1 | 1 | 1 | 1 | 1 | 0 | 0 |  | 100% | 1 | 1 | 1 | 1 | 1 | 1 | 1 | 1 | 1 | 1 | 1 | 1 | 1 | 1 | 1 | 1 | 1 | 1 | 1 | 1 | 1 | 1 | 1 | 1 | 1 | 1 | 1 | 1 | 1 | 1 | 1 | 0 | 0 |  | 100% | 1 | 1 | 1 | 1 | 1 | 1 | 1 | 1 | 1 | 1 | 1 | 1 | 1 | 1 | 1 | 1 | 1 | 1 | 1 | 1 | 1 | 1 | 1 | 1 | 1 | 1 | 1 | 1 | 1 | 1 | 0 | 0 |  | 100% | 1 | 1 | 1 | 1 | 1 | 1 | 1 | 1 | 1 | 1 | 1 | 1 | 1 | 1 | 1 | 1 | 1 | 1 | 1 | 1 | 1 | 1 | 1 | 1 | 1 | 1 | 1 | 1 | 1 | 1 | 1 | 0 | 0 |  | 100% | 1 | 1 | 1 | 1 | 1 | 1 | 1 | 1 | 1 | 1 | 1 | 1 | 1 | 1 | 1 | 1 | 1 | 1 | 1 | 1 | 1 | 1 | 1 | 1 | 1 | 1 | 1 | 1 | 1 | 1 | 1 | 0 | 0 |  | 100% | 1 | 1 | 1 | 1 | 1 | 1 | 1 | 1 | 1 | 1 | 1 | 1 | 1 | 1 | 1 | 1 | 1 | 1 | 1 | 1 | 1 | 1 | 1 | 1 | 1 | 1 | 1 | 1 | 1 | 1 | 0 | 0 |  | 100% | 1 | 1 | 1 | 1 | 1 | 1 | 1 | 1 | 1 | 1 | 1 | 1 | 1 | 1 | 1 | 1 | 1 | 1 | 1 | 1 | 1 | 1 | 1 | 1 | 1 | 1 | 1 | 1 | 1 | 1 | 1 | 0 | 0 |  | 100% | 1 | 1 | 1 | 1 | 1 | 1 | 1 | 1 | 1 | 1 | 1 | 1 | 1 | 1 | 1 | 1 | 1 | 1 | 1 | 1 | 1 | 1 | 1 | 1 | 1 | 1 | 1 | 1 | 1 | 1 | 0 | 0 |  | 100% | 1 | 1 | 1 | 1 | 1 | 1 | 1 | 1 | 1 | 1 | 1 | 1 | 1 | 1 | 1 | 1 | 1 | 1 | 1 | 1 | 1 | 1 | 1 | 1 | 1 | 1 | 1 | 1 | 1 | 1 | 1 | 0 | 0 |  | 100% | 0 | 0 |  | 100% | bar: 2027-01-01 to 2027-01-31
| GE-POLENE | Groupe électrogène | POLENE | BAT POLE ENERGIE LOCAL GE | COURFO | ELECTRICITE COURANTS FORTS | GRPELE | GROUPE ELECTROGENE | CUMMINS | C1400DS | 1400KVA | 2018 | 1 | 1 | [31 empty] | 0 | 0 |  | 100% | 1 | 1 | 1 | 1 | 1 | 1 | 1 | 1 | 1 | 1 | 1 | 1 | 1 | 1 | 1 | 1 | 1 | 1 | 1 | 1 | 1 | 1 | 1 | 1 | 1 | 1 | 1 | 1 | 0 | 0 |  | 100% | 1 | 1 | 1 | 1 | 1 | 1 | 1 | 1 | 1 | 1 | 1 | 1 | 1 | 1 | 1 | 1 | 1 | 1 | 1 | 1 | 1 | 1 | 1 | 1 | 1 | 1 | 1 | 1 | 1 | 1 | 1 | 0 | 0 |  | 100% | 1 | 1 | 1 | 1 | 1 | 1 | 1 | 1 | 1 | 1 | 1 | 1 | 1 | 1 | 1 | 1 | 1 | 1 | 1 | 1 | 1 | 1 | 1 | 1 | 1 | 1 | 1 | 1 | 1 | 1 | 0 | 0 |  | 100% | 1 | 1 | 1 | 1 | 1 | 1 | 1 | 1 | 1 | 1 | 1 | 1 | 1 | 1 | 1 | 1 | 1 | 1 | 1 | 1 | 1 | 1 | 1 | 1 | 1 | 1 | 1 | 1 | 1 | 1 | 1 | 0 | 0 |  | 100% | 1 | 1 | 1 | 1 | 1 | 1 | 1 | 1 | 1 | 1 | 1 | 1 | 1 | 1 | 1 | 1 | 1 | 1 | 1 | 1 | 1 | 1 | 1 | 1 | 1 | 1 | 1 | 1 | 1 | 1 | 0 | 0 |  | 100% | 1 | 1 | 1 | 1 | 1 | 1 | 1 | 1 | 1 | 1 | 1 | 1 | 1 | 1 | 1 | 1 | 1 | 1 | 1 | 1 | 1 | 1 | 1 | 1 | 1 | 1 | 1 | 1 | 1 | 1 | 1 | 0 | 0 |  | 100% | 1 | 1 | 1 | 1 | 1 | 1 | 1 | 1 | 1 | 1 | 1 | 1 | 1 | 1 | 1 | 1 | 1 | 1 | 1 | 1 | 1 | 1 | 1 | 1 | 1 | 1 | 1 | 1 | 1 | 1 | 1 | 0 | 0 |  | 100% | 1 | 1 | 1 | 1 | 1 | 1 | 1 | 1 | 1 | 1 | 1 | 1 | 1 | 1 | 1 | 1 | 1 | 1 | 1 | 1 | 1 | 1 | 1 | 1 | 1 | 1 | 1 | 1 | 1 | 1 | 0 | 0 |  | 100% | 1 | 1 | 1 | 1 | 1 | 1 | 1 | 1 | 1 | 1 | 1 | 1 | 1 | 1 | 1 | 1 | 1 | 1 | 1 | 1 | 1 | 1 | 1 | 1 | 1 | 1 | 1 | 1 | 1 | 1 | 1 | 0 | 0 |  | 100% | 1 | 1 | 1 | 1 | 1 | 1 | 1 | 1 | 1 | 1 | 1 | 1 | 1 | 1 | 1 | 1 | 1 | 1 | 1 | 1 | 1 | 1 | 1 | 1 | 1 | 1 | 1 | 1 | 1 | 1 | 0 | 0 |  | 100% | 1 | 1 | 1 | 1 | 1 | 1 | 1 | 1 | 1 | 1 | 1 | 1 | 1 | 1 | 1 | 1 | 1 | 1 | 1 | 1 | 1 | 1 | 1 | 1 | 1 | 1 | 1 | 1 | 1 | 1 | 1 | 0 | 0 |  | 100% | 0 | 0 |  | 100% | bar: 2027-01-01 to 2027-01-31
| CUV PRIN GE POLE ENE | Cuve fuel principale 17000 L pole energie | POLENE | BAT POLE ENERGIE EXT | EQUDIV | EQUIPEMENTS DIVERS | CUVFOD | CUVE FUEL |  |  |  |  | 1 | 1 | [31 empty] | 0 | 0 |  | 100% | 1 | 1 | 1 | 1 | 1 | 1 | 1 | 1 | 1 | 1 | 1 | 1 | 1 | 1 | 1 | 1 | 1 | 1 | 1 | 1 | 1 | 1 | 1 | 1 | 1 | 1 | 1 | 1 | 0 | 0 |  | 100% | 1 | 1 | 1 | 1 | 1 | 1 | 1 | 1 | 1 | 1 | 1 | 1 | 1 | 1 | 1 | 1 | 1 | 1 | 1 | 1 | 1 | 1 | 1 | 1 | 1 | 1 | 1 | 1 | 1 | 1 | 1 | 0 | 0 |  | 100% | 1 | 1 | 1 | 1 | 1 | 1 | 1 | 1 | 1 | 1 | 1 | 1 | 1 | 1 | 1 | 1 | 1 | 1 | 1 | 1 | 1 | 1 | 1 | 1 | 1 | 1 | 1 | 1 | 1 | 1 | 0 | 0 |  | 100% | 1 | 1 | 1 | 1 | 1 | 1 | 1 | 1 | 1 | 1 | 1 | 1 | 1 | 1 | 1 | 1 | 1 | 1 | 1 | 1 | 1 | 1 | 1 | 1 | 1 | 1 | 1 | 1 | 1 | 1 | 1 | 0 | 0 |  | 100% | 1 | 1 | 1 | 1 | 1 | 1 | 1 | 1 | 1 | 1 | 1 | 1 | 1 | 1 | 1 | 1 | 1 | 1 | 1 | 1 | 1 | 1 | 1 | 1 | 1 | 1 | 1 | 1 | 1 | 1 | 0 | 0 |  | 100% | 1 | 1 | 1 | 1 | 1 | 1 | 1 | 1 | 1 | 1 | 1 | 1 | 1 | 1 | 1 | 1 | 1 | 1 | 1 | 1 | 1 | 1 | 1 | 1 | 1 | 1 | 1 | 1 | 1 | 1 | 1 | 0 | 0 |  | 100% | 1 | 1 | 1 | 1 | 1 | 1 | 1 | 1 | 1 | 1 | 1 | 1 | 1 | 1 | 1 | 1 | 1 | 1 | 1 | 1 | 1 | 1 | 1 | 1 | 1 | 1 | 1 | 1 | 1 | 1 | 1 | 0 | 0 |  | 100% | 1 | 1 | 1 | 1 | 1 | 1 | 1 | 1 | 1 | 1 | 1 | 1 | 1 | 1 | 1 | 1 | 1 | 1 | 1 | 1 | 1 | 1 | 1 | 1 | 1 | 1 | 1 | 1 | 1 | 1 | 0 | 0 |  | 100% | 1 | 1 | 1 | 1 | 1 | 1 | 1 | 1 | 1 | 1 | 1 | 1 | 1 | 1 | 1 | 1 | 1 | 1 | 1 | 1 | 1 | 1 | 1 | 1 | 1 | 1 | 1 | 1 | 1 | 1 | 1 | 0 | 0 |  | 100% | 1 | 1 | 1 | 1 | 1 | 1 | 1 | 1 | 1 | 1 | 1 | 1 | 1 | 1 | 1 | 1 | 1 | 1 | 1 | 1 | 1 | 1 | 1 | 1 | 1 | 1 | 1 | 1 | 1 | 1 | 0 | 0 |  | 100% | 1 | 1 | 1 | 1 | 1 | 1 | 1 | 1 | 1 | 1 | 1 | 1 | 1 | 1 | 1 | 1 | 1 | 1 | 1 | 1 | 1 | 1 | 1 | 1 | 1 | 1 | 1 | 1 | 1 | 1 | 1 | 0 | 0 |  | 100% | 0 | 0 |  | 100% | bar: 2027-01-01 to 2027-01-31
| CUVE GE POLE ENERGIE | Cuve GE 500L JOURNALIERE pole energie | POLENE | BAT POLE ENERGIE | EQUDIV | EQUIPEMENTS DIVERS | CUVFOD | CUVE FUEL |  |  |  |  | 1 | 1 | [31 empty] | 0 | 0 |  | 100% | 1 | 1 | 1 | 1 | 1 | 1 | 1 | 1 | 1 | 1 | 1 | 1 | 1 | 1 | 1 | 1 | 1 | 1 | 1 | 1 | 1 | 1 | 1 | 1 | 1 | 1 | 1 | 1 | 0 | 0 |  | 100% | 1 | 1 | 1 | 1 | 1 | 1 | 1 | 1 | 1 | 1 | 1 | 1 | 1 | 1 | 1 | 1 | 1 | 1 | 1 | 1 | 1 | 1 | 1 | 1 | 1 | 1 | 1 | 1 | 1 | 1 | 1 | 0 | 0 |  | 100% | 1 | 1 | 1 | 1 | 1 | 1 | 1 | 1 | 1 | 1 | 1 | 1 | 1 | 1 | 1 | 1 | 1 | 1 | 1 | 1 | 1 | 1 | 1 | 1 | 1 | 1 | 1 | 1 | 1 | 1 | 0 | 0 |  | 100% | 1 | 1 | 1 | 1 | 1 | 1 | 1 | 1 | 1 | 1 | 1 | 1 | 1 | 1 | 1 | 1 | 1 | 1 | 1 | 1 | 1 | 1 | 1 | 1 | 1 | 1 | 1 | 1 | 1 | 1 | 1 | 0 | 0 |  | 100% | 1 | 1 | 1 | 1 | 1 | 1 | 1 | 1 | 1 | 1 | 1 | 1 | 1 | 1 | 1 | 1 | 1 | 1 | 1 | 1 | 1 | 1 | 1 | 1 | 1 | 1 | 1 | 1 | 1 | 1 | 0 | 0 |  | 100% | 1 | 1 | 1 | 1 | 1 | 1 | 1 | 1 | 1 | 1 | 1 | 1 | 1 | 1 | 1 | 1 | 1 | 1 | 1 | 1 | 1 | 1 | 1 | 1 | 1 | 1 | 1 | 1 | 1 | 1 | 1 | 0 | 0 |  | 100% | 1 | 1 | 1 | 1 | 1 | 1 | 1 | 1 | 1 | 1 | 1 | 1 | 1 | 1 | 1 | 1 | 1 | 1 | 1 | 1 | 1 | 1 | 1 | 1 | 1 | 1 | 1 | 1 | 1 | 1 | 1 | 0 | 0 |  | 100% | 1 | 1 | 1 | 1 | 1 | 1 | 1 | 1 | 1 | 1 | 1 | 1 | 1 | 1 | 1 | 1 | 1 | 1 | 1 | 1 | 1 | 1 | 1 | 1 | 1 | 1 | 1 | 1 | 1 | 1 | 0 | 0 |  | 100% | 1 | 1 | 1 | 1 | 1 | 1 | 1 | 1 | 1 | 1 | 1 | 1 | 1 | 1 | 1 | 1 | 1 | 1 | 1 | 1 | 1 | 1 | 1 | 1 | 1 | 1 | 1 | 1 | 1 | 1 | 1 | 0 | 0 |  | 100% | 1 | 1 | 1 | 1 | 1 | 1 | 1 | 1 | 1 | 1 | 1 | 1 | 1 | 1 | 1 | 1 | 1 | 1 | 1 | 1 | 1 | 1 | 1 | 1 | 1 | 1 | 1 | 1 | 1 | 1 | 0 | 0 |  | 100% | 1 | 1 | 1 | 1 | 1 | 1 | 1 | 1 | 1 | 1 | 1 | 1 | 1 | 1 | 1 | 1 | 1 | 1 | 1 | 1 | 1 | 1 | 1 | 1 | 1 | 1 | 1 | 1 | 1 | 1 | 1 | 0 | 0 |  | 100% | 0 | 0 |  | 100% | bar: 2027-01-01 to 2027-01-31
LISTING CVC BAT 2 | [45 empty] | 0 | 0 |  | 100% | 1 | 1 | 1 | 1 | 1 | 1 | 1 | 1 | 1 | 1 | 1 | 1 | 1 | 1 | 1 | 1 | 1 | 1 | 1 | 1 | 1 | 1 | 1 | 1 | 1 | 1 | 1 | 1 | 0 | 0 |  | 100% | 1 | 1 | 1 | 1 | 1 | 1 | 1 | 1 | 1 | 1 | 1 | 1 | 1 | 1 | 1 | 1 | 1 | 1 | 1 | 1 | 1 | 1 | 1 | 1 | 1 | 1 | 1 | 1 | 1 | 1 | 1 | 0 | 0 |  | 100% | 1 | 1 | 1 | 1 | 1 | 1 | 1 | 1 | 1 | 1 | 1 | 1 | 1 | 1 | 1 | 1 | 1 | 1 | 1 | 1 | 1 | 1 | 1 | 1 | 1 | 1 | 1 | 1 | 1 | 1 | 0 | 0 |  | 100% | 1 | 1 | 1 | 1 | 1 | 1 | 1 | 1 | 1 | 1 | 1 | 1 | 1 | 1 | 1 | 1 | 1 | 1 | 1 | 1 | 1 | 1 | 1 | 1 | 1 | 1 | 1 | 1 | 1 | 1 | 1 | 0 | 0 |  | 100% | 1 | 1 | 1 | 1 | 1 | 1 | 1 | 1 | 1 | 1 | 1 | 1 | 1 | 1 | 1 | 1 | 1 | 1 | 1 | 1 | 1 | 1 | 1 | 1 | 1 | 1 | 1 | 1 | 1 | 1 | 0 | 0 |  | 100% | 1 | 1 | 1 | 1 | 1 | 1 | 1 | 1 | 1 | 1 | 1 | 1 | 1 | 1 | 1 | 1 | 1 | 1 | 1 | 1 | 1 | 1 | 1 | 1 | 1 | 1 | 1 | 1 | 1 | 1 | 1 | 0 | 0 |  | 100% | 1 | 1 | 1 | 1 | 1 | 1 | 1 | 1 | 1 | 1 | 1 | 1 | 1 | 1 | 1 | 1 | 1 | 1 | 1 | 1 | 1 | 1 | 1 | 1 | 1 | 1 | 1 | 1 | 1 | 1 | 1 | 0 | 0 |  | 100% | 1 | 1 | 1 | 1 | 1 | 1 | 1 | 1 | 1 | 1 | 1 | 1 | 1 | 1 | 1 | 1 | 1 | 1 | 1 | 1 | 1 | 1 | 1 | 1 | 1 | 1 | 1 | 1 | 1 | 1 | 0 | 0 |  | 100% | 1 | 1 | 1 | 1 | 1 | 1 | 1 | 1 | 1 | 1 | 1 | 1 | 1 | 1 | 1 | 1 | 1 | 1 | 1 | 1 | 1 | 1 | 1 | 1 | 1 | 1 | 1 | 1 | 1 | 1 | 1 | 0 | 0 |  | 100% | 1 | 1 | 1 | 1 | 1 | 1 | 1 | 1 | 1 | 1 | 1 | 1 | 1 | 1 | 1 | 1 | 1 | 1 | 1 | 1 | 1 | 1 | 1 | 1 | 1 | 1 | 1 | 1 | 1 | 1 | 0 | 0 |  | 100% | 1 | 1 | 1 | 1 | 1 | 1 | 1 | 1 | 1 | 1 | 1 | 1 | 1 | 1 | 1 | 1 | 1 | 1 | 1 | 1 | 1 | 1 | 1 | 1 | 1 | 1 | 1 | 1 | 1 | 1 | 1 | 0 | 0 |  | 100% | 0 | 0 |  | 100% | bar: 2027-01-01 to 2027-01-31
| ARM CLIM AEG 1 | ARM. climatisation AEG 1 | CARSAT | BAT 2 GALERIE TECH | CLIMAT | CLIMATISATION | CASCLI | CLIMATISEUR/ CASSETTE A EG | EMERSON | PCW Ph080DC N° SER:12928370001 | 80 | 2016 | 1 | 1 | [31 empty] | 0 | 0 |  | 100% | 1 | 1 | 1 | 1 | 1 | 1 | 1 | 1 | 1 | 1 | 1 | 1 | 1 | 1 | 1 | 1 | 1 | 1 | 1 | 1 | 1 | 1 | 1 | 1 | 1 | 1 | 1 | 1 | 0 | 0 |  | 100% | 1 | 1 | 1 | 1 | 1 | 1 | 1 | 1 | 1 | 1 | 1 | 1 | 1 | 1 | 1 | 1 | 1 | 1 | 1 | 1 | 1 | 1 | 1 | 1 | 1 | 1 | 1 | 1 | 1 | 1 | 1 | 0 | 0 |  | 100% | 1 | 1 | 1 | 1 | 1 | 1 | 1 | 1 | 1 | 1 | 1 | 1 | 1 | 1 | 1 | 1 | 1 | 1 | 1 | 1 | 1 | 1 | 1 | 1 | 1 | 1 | 1 | 1 | 1 | 1 | 0 | 0 |  | 100% | 1 | 1 | 1 | 1 | 1 | 1 | 1 | 1 | 1 | 1 | 1 | 1 | 1 | 1 | 1 | 1 | 1 | 1 | 1 | 1 | 1 | 1 | 1 | 1 | 1 | 1 | 1 | 1 | 1 | 1 | 1 | 0 | 0 |  | 100% | 1 | 1 | 1 | 1 | 1 | 1 | 1 | 1 | 1 | 1 | 1 | 1 | 1 | 1 | 1 | 1 | 1 | 1 | 1 | 1 | 1 | 1 | 1 | 1 | 1 | 1 | 1 | 1 | 1 | 1 | 0 | 0 |  | 100% | 1 | 1 | 1 | 1 | 1 | 1 | 1 | 1 | 1 | 1 | 1 | 1 | 1 | 1 | 1 | 1 | 1 | 1 | 1 | 1 | 1 | 1 | 1 | 1 | 1 | 1 | 1 | 1 | 1 | 1 | 1 | 0 | 0 |  | 100% | 1 | 1 | 1 | 1 | 1 | 1 | 1 | 1 | 1 | 1 | 1 | 1 | 1 | 1 | 1 | 1 | 1 | 1 | 1 | 1 | 1 | 1 | 1 | 1 | 1 | 1 | 1 | 1 | 1 | 1 | 1 | 0 | 0 |  | 100% | 1 | 1 | 1 | 1 | 1 | 1 | 1 | 1 | 1 | 1 | 1 | 1 | 1 | 1 | 1 | 1 | 1 | 1 | 1 | 1 | 1 | 1 | 1 | 1 | 1 | 1 | 1 | 1 | 1 | 1 | 0 | 0 |  | 100% | 1 | 1 | 1 | 1 | 1 | 1 | 1 | 1 | 1 | 1 | 1 | 1 | 1 | 1 | 1 | 1 | 1 | 1 | 1 | 1 | 1 | 1 | 1 | 1 | 1 | 1 | 1 | 1 | 1 | 1 | 1 | 0 | 0 |  | 100% | 1 | 1 | 1 | 1 | 1 | 1 | 1 | 1 | 1 | 1 | 1 | 1 | 1 | 1 | 1 | 1 | 1 | 1 | 1 | 1 | 1 | 1 | 1 | 1 | 1 | 1 | 1 | 1 | 1 | 1 | 0 | 0 |  | 100% | 1 | 1 | 1 | 1 | 1 | 1 | 1 | 1 | 1 | 1 | 1 | 1 | 1 | 1 | 1 | 1 | 1 | 1 | 1 | 1 | 1 | 1 | 1 | 1 | 1 | 1 | 1 | 1 | 1 | 1 | 1 | 0 | 0 |  | 100% | 0 | 0 |  | 100% | bar: 2027-01-01 to 2027-01-31
| ARM CLIM AEG 2 | Amoire climatisation AEG 2 | CARSAT | BAT 2 GALERIE TECH | CLIMAT | CLIMATISATION | CASCLI | CLIMATISEUR/ CASSETTE A EG | EMERSON | PCW PHO80DC N° SER:12928360001 | 80 | 2016 | 1 | 1 | [31 empty] | 0 | 0 |  | 100% | 1 | 1 | 1 | 1 | 1 | 1 | 1 | 1 | 1 | 1 | 1 | 1 | 1 | 1 | 1 | 1 | 1 | 1 | 1 | 1 | 1 | 1 | 1 | 1 | 1 | 1 | 1 | 1 | 0 | 0 |  | 100% | 1 | 1 | 1 | 1 | 1 | 1 | 1 | 1 | 1 | 1 | 1 | 1 | 1 | 1 | 1 | 1 | 1 | 1 | 1 | 1 | 1 | 1 | 1 | 1 | 1 | 1 | 1 | 1 | 1 | 1 | 1 | 0 | 0 |  | 100% | 1 | 1 | 1 | 1 | 1 | 1 | 1 | 1 | 1 | 1 | 1 | 1 | 1 | 1 | 1 | 1 | 1 | 1 | 1 | 1 | 1 | 1 | 1 | 1 | 1 | 1 | 1 | 1 | 1 | 1 | 0 | 0 |  | 100% | 1 | 1 | 1 | 1 | 1 | 1 | 1 | 1 | 1 | 1 | 1 | 1 | 1 | 1 | 1 | 1 | 1 | 1 | 1 | 1 | 1 | 1 | 1 | 1 | 1 | 1 | 1 | 1 | 1 | 1 | 1 | 0 | 0 |  | 100% | 1 | 1 | 1 | 1 | 1 | 1 | 1 | 1 | 1 | 1 | 1 | 1 | 1 | 1 | 1 | 1 | 1 | 1 | 1 | 1 | 1 | 1 | 1 | 1 | 1 | 1 | 1 | 1 | 1 | 1 | 0 | 0 |  | 100% | 1 | 1 | 1 | 1 | 1 | 1 | 1 | 1 | 1 | 1 | 1 | 1 | 1 | 1 | 1 | 1 | 1 | 1 | 1 | 1 | 1 | 1 | 1 | 1 | 1 | 1 | 1 | 1 | 1 | 1 | 1 | 0 | 0 |  | 100% | 1 | 1 | 1 | 1 | 1 | 1 | 1 | 1 | 1 | 1 | 1 | 1 | 1 | 1 | 1 | 1 | 1 | 1 | 1 | 1 | 1 | 1 | 1 | 1 | 1 | 1 | 1 | 1 | 1 | 1 | 1 | 0 | 0 |  | 100% | 1 | 1 | 1 | 1 | 1 | 1 | 1 | 1 | 1 | 1 | 1 | 1 | 1 | 1 | 1 | 1 | 1 | 1 | 1 | 1 | 1 | 1 | 1 | 1 | 1 | 1 | 1 | 1 | 1 | 1 | 0 | 0 |  | 100% | 1 | 1 | 1 | 1 | 1 | 1 | 1 | 1 | 1 | 1 | 1 | 1 | 1 | 1 | 1 | 1 | 1 | 1 | 1 | 1 | 1 | 1 | 1 | 1 | 1 | 1 | 1 | 1 | 1 | 1 | 1 | 0 | 0 |  | 100% | 1 | 1 | 1 | 1 | 1 | 1 | 1 | 1 | 1 | 1 | 1 | 1 | 1 | 1 | 1 | 1 | 1 | 1 | 1 | 1 | 1 | 1 | 1 | 1 | 1 | 1 | 1 | 1 | 1 | 1 | 0 | 0 |  | 100% | 1 | 1 | 1 | 1 | 1 | 1 | 1 | 1 | 1 | 1 | 1 | 1 | 1 | 1 | 1 | 1 | 1 | 1 | 1 | 1 | 1 | 1 | 1 | 1 | 1 | 1 | 1 | 1 | 1 | 1 | 1 | 0 | 0 |  | 100% | 0 | 0 |  | 100% | bar: 2027-01-01 to 2027-01-31
| ARM CLIM AEG 3 | Armoire climatisation AEG 3 | CARSAT | BAT 2 SALLE 3 | CLIMAT | CLIMATISATION | CASCLI | CLIMATISEUR/ CASSETTE A EG | EMERSON | HPM M77 UC N°SER:8879180001 | 58 | 2009 | 1 | 1 | [31 empty] | 0 | 0 |  | 100% | 1 | 1 | 1 | 1 | 1 | 1 | 1 | 1 | 1 | 1 | 1 | 1 | 1 | 1 | 1 | 1 | 1 | 1 | 1 | 1 | 1 | 1 | 1 | 1 | 1 | 1 | 1 | 1 | 0 | 0 |  | 100% | 1 | 1 | 1 | 1 | 1 | 1 | 1 | 1 | 1 | 1 | 1 | 1 | 1 | 1 | 1 | 1 | 1 | 1 | 1 | 1 | 1 | 1 | 1 | 1 | 1 | 1 | 1 | 1 | 1 | 1 | 1 | 0 | 0 |  | 100% | 1 | 1 | 1 | 1 | 1 | 1 | 1 | 1 | 1 | 1 | 1 | 1 | 1 | 1 | 1 | 1 | 1 | 1 | 1 | 1 | 1 | 1 | 1 | 1 | 1 | 1 | 1 | 1 | 1 | 1 | 0 | 0 |  | 100% | 1 | 1 | 1 | 1 | 1 | 1 | 1 | 1 | 1 | 1 | 1 | 1 | 1 | 1 | 1 | 1 | 1 | 1 | 1 | 1 | 1 | 1 | 1 | 1 | 1 | 1 | 1 | 1 | 1 | 1 | 1 | 0 | 0 |  | 100% | 1 | 1 | 1 | 1 | 1 | 1 | 1 | 1 | 1 | 1 | 1 | 1 | 1 | 1 | 1 | 1 | 1 | 1 | 1 | 1 | 1 | 1 | 1 | 1 | 1 | 1 | 1 | 1 | 1 | 1 | 0 | 0 |  | 100% | 1 | 1 | 1 | 1 | 1 | 1 | 1 | 1 | 1 | 1 | 1 | 1 | 1 | 1 | 1 | 1 | 1 | 1 | 1 | 1 | 1 | 1 | 1 | 1 | 1 | 1 | 1 | 1 | 1 | 1 | 1 | 0 | 0 |  | 100% | 1 | 1 | 1 | 1 | 1 | 1 | 1 | 1 | 1 | 1 | 1 | 1 | 1 | 1 | 1 | 1 | 1 | 1 | 1 | 1 | 1 | 1 | 1 | 1 | 1 | 1 | 1 | 1 | 1 | 1 | 1 | 0 | 0 |  | 100% | 1 | 1 | 1 | 1 | 1 | 1 | 1 | 1 | 1 | 1 | 1 | 1 | 1 | 1 | 1 | 1 | 1 | 1 | 1 | 1 | 1 | 1 | 1 | 1 | 1 | 1 | 1 | 1 | 1 | 1 | 0 | 0 |  | 100% | 1 | 1 | 1 | 1 | 1 | 1 | 1 | 1 | 1 | 1 | 1 | 1 | 1 | 1 | 1 | 1 | 1 | 1 | 1 | 1 | 1 | 1 | 1 | 1 | 1 | 1 | 1 | 1 | 1 | 1 | 1 | 0 | 0 |  | 100% | 1 | 1 | 1 | 1 | 1 | 1 | 1 | 1 | 1 | 1 | 1 | 1 | 1 | 1 | 1 | 1 | 1 | 1 | 1 | 1 | 1 | 1 | 1 | 1 | 1 | 1 | 1 | 1 | 1 | 1 | 0 | 0 |  | 100% | 1 | 1 | 1 | 1 | 1 | 1 | 1 | 1 | 1 | 1 | 1 | 1 | 1 | 1 | 1 | 1 | 1 | 1 | 1 | 1 | 1 | 1 | 1 | 1 | 1 | 1 | 1 | 1 | 1 | 1 | 1 | 0 | 0 |  | 100% | 0 | 0 |  | 100% | bar: 2027-01-01 to 2027-01-31
| ARM CLIM AEG 4 | Armoire climatisation AEG 4 | CARSAT | BAT 2 SALLE 3 | CLIMAT | CLIMATISATION | CASCLI | CLIMATISEUR/ CASSETTE A EG | EMERSON | HPM M77UC N°SER:8879170001 | 58 | 2009 | 1 | 1 | [31 empty] | 0 | 0 |  | 100% | 1 | 1 | 1 | 1 | 1 | 1 | 1 | 1 | 1 | 1 | 1 | 1 | 1 | 1 | 1 | 1 | 1 | 1 | 1 | 1 | 1 | 1 | 1 | 1 | 1 | 1 | 1 | 1 | 0 | 0 |  | 100% | 1 | 1 | 1 | 1 | 1 | 1 | 1 | 1 | 1 | 1 | 1 | 1 | 1 | 1 | 1 | 1 | 1 | 1 | 1 | 1 | 1 | 1 | 1 | 1 | 1 | 1 | 1 | 1 | 1 | 1 | 1 | 0 | 0 |  | 100% | 1 | 1 | 1 | 1 | 1 | 1 | 1 | 1 | 1 | 1 | 1 | 1 | 1 | 1 | 1 | 1 | 1 | 1 | 1 | 1 | 1 | 1 | 1 | 1 | 1 | 1 | 1 | 1 | 1 | 1 | 0 | 0 |  | 100% | 1 | 1 | 1 | 1 | 1 | 1 | 1 | 1 | 1 | 1 | 1 | 1 | 1 | 1 | 1 | 1 | 1 | 1 | 1 | 1 | 1 | 1 | 1 | 1 | 1 | 1 | 1 | 1 | 1 | 1 | 1 | 0 | 0 |  | 100% | 1 | 1 | 1 | 1 | 1 | 1 | 1 | 1 | 1 | 1 | 1 | 1 | 1 | 1 | 1 | 1 | 1 | 1 | 1 | 1 | 1 | 1 | 1 | 1 | 1 | 1 | 1 | 1 | 1 | 1 | 0 | 0 |  | 100% | 1 | 1 | 1 | 1 | 1 | 1 | 1 | 1 | 1 | 1 | 1 | 1 | 1 | 1 | 1 | 1 | 1 | 1 | 1 | 1 | 1 | 1 | 1 | 1 | 1 | 1 | 1 | 1 | 1 | 1 | 1 | 0 | 0 |  | 100% | 1 | 1 | 1 | 1 | 1 | 1 | 1 | 1 | 1 | 1 | 1 | 1 | 1 | 1 | 1 | 1 | 1 | 1 | 1 | 1 | 1 | 1 | 1 | 1 | 1 | 1 | 1 | 1 | 1 | 1 | 1 | 0 | 0 |  | 100% | 1 | 1 | 1 | 1 | 1 | 1 | 1 | 1 | 1 | 1 | 1 | 1 | 1 | 1 | 1 | 1 | 1 | 1 | 1 | 1 | 1 | 1 | 1 | 1 | 1 | 1 | 1 | 1 | 1 | 1 | 0 | 0 |  | 100% | 1 | 1 | 1 | 1 | 1 | 1 | 1 | 1 | 1 | 1 | 1 | 1 | 1 | 1 | 1 | 1 | 1 | 1 | 1 | 1 | 1 | 1 | 1 | 1 | 1 | 1 | 1 | 1 | 1 | 1 | 1 | 0 | 0 |  | 100% | 1 | 1 | 1 | 1 | 1 | 1 | 1 | 1 | 1 | 1 | 1 | 1 | 1 | 1 | 1 | 1 | 1 | 1 | 1 | 1 | 1 | 1 | 1 | 1 | 1 | 1 | 1 | 1 | 1 | 1 | 0 | 0 |  | 100% | 1 | 1 | 1 | 1 | 1 | 1 | 1 | 1 | 1 | 1 | 1 | 1 | 1 | 1 | 1 | 1 | 1 | 1 | 1 | 1 | 1 | 1 | 1 | 1 | 1 | 1 | 1 | 1 | 1 | 1 | 1 | 0 | 0 |  | 100% | 0 | 0 |  | 100% | bar: 2027-01-01 to 2027-01-31
| ARM CLIM AEG 5 | Armoire climatisation AEG 5 | CARSAT | BAT 2 SALLE 4 | CLIMAT | CLIMATISATION | CASCLI | CLIMATISEUR/ CASSETTE A EG | EMERSON | HPM S029DC N°SER:8879200001 | 16.5 | 2009 | 1 | 1 | [31 empty] | 0 | 0 |  | 100% | 1 | 1 | 1 | 1 | 1 | 1 | 1 | 1 | 1 | 1 | 1 | 1 | 1 | 1 | 1 | 1 | 1 | 1 | 1 | 1 | 1 | 1 | 1 | 1 | 1 | 1 | 1 | 1 | 0 | 0 |  | 100% | 1 | 1 | 1 | 1 | 1 | 1 | 1 | 1 | 1 | 1 | 1 | 1 | 1 | 1 | 1 | 1 | 1 | 1 | 1 | 1 | 1 | 1 | 1 | 1 | 1 | 1 | 1 | 1 | 1 | 1 | 1 | 0 | 0 |  | 100% | 1 | 1 | 1 | 1 | 1 | 1 | 1 | 1 | 1 | 1 | 1 | 1 | 1 | 1 | 1 | 1 | 1 | 1 | 1 | 1 | 1 | 1 | 1 | 1 | 1 | 1 | 1 | 1 | 1 | 1 | 0 | 0 |  | 100% | 1 | 1 | 1 | 1 | 1 | 1 | 1 | 1 | 1 | 1 | 1 | 1 | 1 | 1 | 1 | 1 | 1 | 1 | 1 | 1 | 1 | 1 | 1 | 1 | 1 | 1 | 1 | 1 | 1 | 1 | 1 | 0 | 0 |  | 100% | 1 | 1 | 1 | 1 | 1 | 1 | 1 | 1 | 1 | 1 | 1 | 1 | 1 | 1 | 1 | 1 | 1 | 1 | 1 | 1 | 1 | 1 | 1 | 1 | 1 | 1 | 1 | 1 | 1 | 1 | 0 | 0 |  | 100% | 1 | 1 | 1 | 1 | 1 | 1 | 1 | 1 | 1 | 1 | 1 | 1 | 1 | 1 | 1 | 1 | 1 | 1 | 1 | 1 | 1 | 1 | 1 | 1 | 1 | 1 | 1 | 1 | 1 | 1 | 1 | 0 | 0 |  | 100% | 1 | 1 | 1 | 1 | 1 | 1 | 1 | 1 | 1 | 1 | 1 | 1 | 1 | 1 | 1 | 1 | 1 | 1 | 1 | 1 | 1 | 1 | 1 | 1 | 1 | 1 | 1 | 1 | 1 | 1 | 1 | 0 | 0 |  | 100% | 1 | 1 | 1 | 1 | 1 | 1 | 1 | 1 | 1 | 1 | 1 | 1 | 1 | 1 | 1 | 1 | 1 | 1 | 1 | 1 | 1 | 1 | 1 | 1 | 1 | 1 | 1 | 1 | 1 | 1 | 0 | 0 |  | 100% | 1 | 1 | 1 | 1 | 1 | 1 | 1 | 1 | 1 | 1 | 1 | 1 | 1 | 1 | 1 | 1 | 1 | 1 | 1 | 1 | 1 | 1 | 1 | 1 | 1 | 1 | 1 | 1 | 1 | 1 | 1 | 0 | 0 |  | 100% | 1 | 1 | 1 | 1 | 1 | 1 | 1 | 1 | 1 | 1 | 1 | 1 | 1 | 1 | 1 | 1 | 1 | 1 | 1 | 1 | 1 | 1 | 1 | 1 | 1 | 1 | 1 | 1 | 1 | 1 | 0 | 0 |  | 100% | 1 | 1 | 1 | 1 | 1 | 1 | 1 | 1 | 1 | 1 | 1 | 1 | 1 | 1 | 1 | 1 | 1 | 1 | 1 | 1 | 1 | 1 | 1 | 1 | 1 | 1 | 1 | 1 | 1 | 1 | 1 | 0 | 0 |  | 100% | 0 | 0 |  | 100% | bar: 2027-01-01 to 2027-01-31
| ARM CLIM AEG 6 | Armoire climatisation AEG 6 | CARSAT | BAT 2 SALLE 4 | CLIMAT | CLIMATISATION | CASCLI | CLIMATISEUR/ CASSETTE A EG | EMERSON | HPM S29dc N°SER:8879190001 | 16.5 | 2009 | 1 | 1 | [31 empty] | 0 | 0 |  | 100% | 1 | 1 | 1 | 1 | 1 | 1 | 1 | 1 | 1 | 1 | 1 | 1 | 1 | 1 | 1 | 1 | 1 | 1 | 1 | 1 | 1 | 1 | 1 | 1 | 1 | 1 | 1 | 1 | 0 | 0 |  | 100% | 1 | 1 | 1 | 1 | 1 | 1 | 1 | 1 | 1 | 1 | 1 | 1 | 1 | 1 | 1 | 1 | 1 | 1 | 1 | 1 | 1 | 1 | 1 | 1 | 1 | 1 | 1 | 1 | 1 | 1 | 1 | 0 | 0 |  | 100% | 1 | 1 | 1 | 1 | 1 | 1 | 1 | 1 | 1 | 1 | 1 | 1 | 1 | 1 | 1 | 1 | 1 | 1 | 1 | 1 | 1 | 1 | 1 | 1 | 1 | 1 | 1 | 1 | 1 | 1 | 0 | 0 |  | 100% | 1 | 1 | 1 | 1 | 1 | 1 | 1 | 1 | 1 | 1 | 1 | 1 | 1 | 1 | 1 | 1 | 1 | 1 | 1 | 1 | 1 | 1 | 1 | 1 | 1 | 1 | 1 | 1 | 1 | 1 | 1 | 0 | 0 |  | 100% | 1 | 1 | 1 | 1 | 1 | 1 | 1 | 1 | 1 | 1 | 1 | 1 | 1 | 1 | 1 | 1 | 1 | 1 | 1 | 1 | 1 | 1 | 1 | 1 | 1 | 1 | 1 | 1 | 1 | 1 | 0 | 0 |  | 100% | 1 | 1 | 1 | 1 | 1 | 1 | 1 | 1 | 1 | 1 | 1 | 1 | 1 | 1 | 1 | 1 | 1 | 1 | 1 | 1 | 1 | 1 | 1 | 1 | 1 | 1 | 1 | 1 | 1 | 1 | 1 | 0 | 0 |  | 100% | 1 | 1 | 1 | 1 | 1 | 1 | 1 | 1 | 1 | 1 | 1 | 1 | 1 | 1 | 1 | 1 | 1 | 1 | 1 | 1 | 1 | 1 | 1 | 1 | 1 | 1 | 1 | 1 | 1 | 1 | 1 | 0 | 0 |  | 100% | 1 | 1 | 1 | 1 | 1 | 1 | 1 | 1 | 1 | 1 | 1 | 1 | 1 | 1 | 1 | 1 | 1 | 1 | 1 | 1 | 1 | 1 | 1 | 1 | 1 | 1 | 1 | 1 | 1 | 1 | 0 | 0 |  | 100% | 1 | 1 | 1 | 1 | 1 | 1 | 1 | 1 | 1 | 1 | 1 | 1 | 1 | 1 | 1 | 1 | 1 | 1 | 1 | 1 | 1 | 1 | 1 | 1 | 1 | 1 | 1 | 1 | 1 | 1 | 1 | 0 | 0 |  | 100% | 1 | 1 | 1 | 1 | 1 | 1 | 1 | 1 | 1 | 1 | 1 | 1 | 1 | 1 | 1 | 1 | 1 | 1 | 1 | 1 | 1 | 1 | 1 | 1 | 1 | 1 | 1 | 1 | 1 | 1 | 0 | 0 |  | 100% | 1 | 1 | 1 | 1 | 1 | 1 | 1 | 1 | 1 | 1 | 1 | 1 | 1 | 1 | 1 | 1 | 1 | 1 | 1 | 1 | 1 | 1 | 1 | 1 | 1 | 1 | 1 | 1 | 1 | 1 | 1 | 0 | 0 |  | 100% | 0 | 0 |  | 100% | bar: 2027-01-01 to 2027-01-31
| ARM CLIM AEG 7 | Amoire climatisation AEG 7 | CARSAT | BAT 2 SALLE 2 | CLIMAT | CLIMATISATION | CASCLI | CLIMATISEUR/ CASSETTE A EG | EMERSON | HPM M55 UC N°SER:8879220001 | 34.9 | 2009 | 1 | 1 | [31 empty] | 0 | 0 |  | 100% | 1 | 1 | 1 | 1 | 1 | 1 | 1 | 1 | 1 | 1 | 1 | 1 | 1 | 1 | 1 | 1 | 1 | 1 | 1 | 1 | 1 | 1 | 1 | 1 | 1 | 1 | 1 | 1 | 0 | 0 |  | 100% | 1 | 1 | 1 | 1 | 1 | 1 | 1 | 1 | 1 | 1 | 1 | 1 | 1 | 1 | 1 | 1 | 1 | 1 | 1 | 1 | 1 | 1 | 1 | 1 | 1 | 1 | 1 | 1 | 1 | 1 | 1 | 0 | 0 |  | 100% | 1 | 1 | 1 | 1 | 1 | 1 | 1 | 1 | 1 | 1 | 1 | 1 | 1 | 1 | 1 | 1 | 1 | 1 | 1 | 1 | 1 | 1 | 1 | 1 | 1 | 1 | 1 | 1 | 1 | 1 | 0 | 0 |  | 100% | 1 | 1 | 1 | 1 | 1 | 1 | 1 | 1 | 1 | 1 | 1 | 1 | 1 | 1 | 1 | 1 | 1 | 1 | 1 | 1 | 1 | 1 | 1 | 1 | 1 | 1 | 1 | 1 | 1 | 1 | 1 | 0 | 0 |  | 100% | 1 | 1 | 1 | 1 | 1 | 1 | 1 | 1 | 1 | 1 | 1 | 1 | 1 | 1 | 1 | 1 | 1 | 1 | 1 | 1 | 1 | 1 | 1 | 1 | 1 | 1 | 1 | 1 | 1 | 1 | 0 | 0 |  | 100% | 1 | 1 | 1 | 1 | 1 | 1 | 1 | 1 | 1 | 1 | 1 | 1 | 1 | 1 | 1 | 1 | 1 | 1 | 1 | 1 | 1 | 1 | 1 | 1 | 1 | 1 | 1 | 1 | 1 | 1 | 1 | 0 | 0 |  | 100% | 1 | 1 | 1 | 1 | 1 | 1 | 1 | 1 | 1 | 1 | 1 | 1 | 1 | 1 | 1 | 1 | 1 | 1 | 1 | 1 | 1 | 1 | 1 | 1 | 1 | 1 | 1 | 1 | 1 | 1 | 1 | 0 | 0 |  | 100% | 1 | 1 | 1 | 1 | 1 | 1 | 1 | 1 | 1 | 1 | 1 | 1 | 1 | 1 | 1 | 1 | 1 | 1 | 1 | 1 | 1 | 1 | 1 | 1 | 1 | 1 | 1 | 1 | 1 | 1 | 0 | 0 |  | 100% | 1 | 1 | 1 | 1 | 1 | 1 | 1 | 1 | 1 | 1 | 1 | 1 | 1 | 1 | 1 | 1 | 1 | 1 | 1 | 1 | 1 | 1 | 1 | 1 | 1 | 1 | 1 | 1 | 1 | 1 | 1 | 0 | 0 |  | 100% | 1 | 1 | 1 | 1 | 1 | 1 | 1 | 1 | 1 | 1 | 1 | 1 | 1 | 1 | 1 | 1 | 1 | 1 | 1 | 1 | 1 | 1 | 1 | 1 | 1 | 1 | 1 | 1 | 1 | 1 | 0 | 0 |  | 100% | 1 | 1 | 1 | 1 | 1 | 1 | 1 | 1 | 1 | 1 | 1 | 1 | 1 | 1 | 1 | 1 | 1 | 1 | 1 | 1 | 1 | 1 | 1 | 1 | 1 | 1 | 1 | 1 | 1 | 1 | 1 | 0 | 0 |  | 100% | 0 | 0 |  | 100% | bar: 2027-01-01 to 2027-01-31
| ARM CLIM AEG 8 | Armoire climatisation AEG 8 | CARSAT | BAT 2 SALLE 2 | CLIMAT | CLIMATISATION | CASCLI | CLIMATISEUR/ CASSETTE A EG | EMERSON | HPM L18UC N°SER:8882640001 | 99 | 2009 | 1 | 1 | [31 empty] | 0 | 0 |  | 100% | 1 | 1 | 1 | 1 | 1 | 1 | 1 | 1 | 1 | 1 | 1 | 1 | 1 | 1 | 1 | 1 | 1 | 1 | 1 | 1 | 1 | 1 | 1 | 1 | 1 | 1 | 1 | 1 | 0 | 0 |  | 100% | 1 | 1 | 1 | 1 | 1 | 1 | 1 | 1 | 1 | 1 | 1 | 1 | 1 | 1 | 1 | 1 | 1 | 1 | 1 | 1 | 1 | 1 | 1 | 1 | 1 | 1 | 1 | 1 | 1 | 1 | 1 | 0 | 0 |  | 100% | 1 | 1 | 1 | 1 | 1 | 1 | 1 | 1 | 1 | 1 | 1 | 1 | 1 | 1 | 1 | 1 | 1 | 1 | 1 | 1 | 1 | 1 | 1 | 1 | 1 | 1 | 1 | 1 | 1 | 1 | 0 | 0 |  | 100% | 1 | 1 | 1 | 1 | 1 | 1 | 1 | 1 | 1 | 1 | 1 | 1 | 1 | 1 | 1 | 1 | 1 | 1 | 1 | 1 | 1 | 1 | 1 | 1 | 1 | 1 | 1 | 1 | 1 | 1 | 1 | 0 | 0 |  | 100% | 1 | 1 | 1 | 1 | 1 | 1 | 1 | 1 | 1 | 1 | 1 | 1 | 1 | 1 | 1 | 1 | 1 | 1 | 1 | 1 | 1 | 1 | 1 | 1 | 1 | 1 | 1 | 1 | 1 | 1 | 0 | 0 |  | 100% | 1 | 1 | 1 | 1 | 1 | 1 | 1 | 1 | 1 | 1 | 1 | 1 | 1 | 1 | 1 | 1 | 1 | 1 | 1 | 1 | 1 | 1 | 1 | 1 | 1 | 1 | 1 | 1 | 1 | 1 | 1 | 0 | 0 |  | 100% | 1 | 1 | 1 | 1 | 1 | 1 | 1 | 1 | 1 | 1 | 1 | 1 | 1 | 1 | 1 | 1 | 1 | 1 | 1 | 1 | 1 | 1 | 1 | 1 | 1 | 1 | 1 | 1 | 1 | 1 | 1 | 0 | 0 |  | 100% | 1 | 1 | 1 | 1 | 1 | 1 | 1 | 1 | 1 | 1 | 1 | 1 | 1 | 1 | 1 | 1 | 1 | 1 | 1 | 1 | 1 | 1 | 1 | 1 | 1 | 1 | 1 | 1 | 1 | 1 | 0 | 0 |  | 100% | 1 | 1 | 1 | 1 | 1 | 1 | 1 | 1 | 1 | 1 | 1 | 1 | 1 | 1 | 1 | 1 | 1 | 1 | 1 | 1 | 1 | 1 | 1 | 1 | 1 | 1 | 1 | 1 | 1 | 1 | 1 | 0 | 0 |  | 100% | 1 | 1 | 1 | 1 | 1 | 1 | 1 | 1 | 1 | 1 | 1 | 1 | 1 | 1 | 1 | 1 | 1 | 1 | 1 | 1 | 1 | 1 | 1 | 1 | 1 | 1 | 1 | 1 | 1 | 1 | 0 | 0 |  | 100% | 1 | 1 | 1 | 1 | 1 | 1 | 1 | 1 | 1 | 1 | 1 | 1 | 1 | 1 | 1 | 1 | 1 | 1 | 1 | 1 | 1 | 1 | 1 | 1 | 1 | 1 | 1 | 1 | 1 | 1 | 1 | 0 | 0 |  | 100% | 0 | 0 |  | 100% | bar: 2027-01-01 to 2027-01-31
| ARM CLIM AEG 9 | Amoire climatisation AEG 9 | CARSAT | BAT 2 SALLE 2 | CLIMAT | CLIMATISATION | CASCLI | CLIMATISEUR/ CASSETTE A EG | EMERSON | HPM M55UC N°SER:8879210001 | 34.9 | 2009 | 1 | 1 | [31 empty] | 0 | 0 |  | 100% | 1 | 1 | 1 | 1 | 1 | 1 | 1 | 1 | 1 | 1 | 1 | 1 | 1 | 1 | 1 | 1 | 1 | 1 | 1 | 1 | 1 | 1 | 1 | 1 | 1 | 1 | 1 | 1 | 0 | 0 |  | 100% | 1 | 1 | 1 | 1 | 1 | 1 | 1 | 1 | 1 | 1 | 1 | 1 | 1 | 1 | 1 | 1 | 1 | 1 | 1 | 1 | 1 | 1 | 1 | 1 | 1 | 1 | 1 | 1 | 1 | 1 | 1 | 0 | 0 |  | 100% | 1 | 1 | 1 | 1 | 1 | 1 | 1 | 1 | 1 | 1 | 1 | 1 | 1 | 1 | 1 | 1 | 1 | 1 | 1 | 1 | 1 | 1 | 1 | 1 | 1 | 1 | 1 | 1 | 1 | 1 | 0 | 0 |  | 100% | 1 | 1 | 1 | 1 | 1 | 1 | 1 | 1 | 1 | 1 | 1 | 1 | 1 | 1 | 1 | 1 | 1 | 1 | 1 | 1 | 1 | 1 | 1 | 1 | 1 | 1 | 1 | 1 | 1 | 1 | 1 | 0 | 0 |  | 100% | 1 | 1 | 1 | 1 | 1 | 1 | 1 | 1 | 1 | 1 | 1 | 1 | 1 | 1 | 1 | 1 | 1 | 1 | 1 | 1 | 1 | 1 | 1 | 1 | 1 | 1 | 1 | 1 | 1 | 1 | 0 | 0 |  | 100% | 1 | 1 | 1 | 1 | 1 | 1 | 1 | 1 | 1 | 1 | 1 | 1 | 1 | 1 | 1 | 1 | 1 | 1 | 1 | 1 | 1 | 1 | 1 | 1 | 1 | 1 | 1 | 1 | 1 | 1 | 1 | 0 | 0 |  | 100% | 1 | 1 | 1 | 1 | 1 | 1 | 1 | 1 | 1 | 1 | 1 | 1 | 1 | 1 | 1 | 1 | 1 | 1 | 1 | 1 | 1 | 1 | 1 | 1 | 1 | 1 | 1 | 1 | 1 | 1 | 1 | 0 | 0 |  | 100% | 1 | 1 | 1 | 1 | 1 | 1 | 1 | 1 | 1 | 1 | 1 | 1 | 1 | 1 | 1 | 1 | 1 | 1 | 1 | 1 | 1 | 1 | 1 | 1 | 1 | 1 | 1 | 1 | 1 | 1 | 0 | 0 |  | 100% | 1 | 1 | 1 | 1 | 1 | 1 | 1 | 1 | 1 | 1 | 1 | 1 | 1 | 1 | 1 | 1 | 1 | 1 | 1 | 1 | 1 | 1 | 1 | 1 | 1 | 1 | 1 | 1 | 1 | 1 | 1 | 0 | 0 |  | 100% | 1 | 1 | 1 | 1 | 1 | 1 | 1 | 1 | 1 | 1 | 1 | 1 | 1 | 1 | 1 | 1 | 1 | 1 | 1 | 1 | 1 | 1 | 1 | 1 | 1 | 1 | 1 | 1 | 1 | 1 | 0 | 0 |  | 100% | 1 | 1 | 1 | 1 | 1 | 1 | 1 | 1 | 1 | 1 | 1 | 1 | 1 | 1 | 1 | 1 | 1 | 1 | 1 | 1 | 1 | 1 | 1 | 1 | 1 | 1 | 1 | 1 | 1 | 1 | 1 | 0 | 0 |  | 100% | 0 | 0 |  | 100% | bar: 2027-01-01 to 2027-01-31
| ARM CLIM AEG10 | Armoire climatisation AEG 10 | CARSAT | BAT 2 SALLE 2 | CLIMAT | CLIMATISATION | CASCLI | CLIMATISEUR/ CASSETTE A EG | EMERSON | HPM L18UC N°SER:8882630001 | 99 | 2009 | 1 | 1 | [31 empty] | 0 | 0 |  | 100% | 1 | 1 | 1 | 1 | 1 | 1 | 1 | 1 | 1 | 1 | 1 | 1 | 1 | 1 | 1 | 1 | 1 | 1 | 1 | 1 | 1 | 1 | 1 | 1 | 1 | 1 | 1 | 1 | 0 | 0 |  | 100% | 1 | 1 | 1 | 1 | 1 | 1 | 1 | 1 | 1 | 1 | 1 | 1 | 1 | 1 | 1 | 1 | 1 | 1 | 1 | 1 | 1 | 1 | 1 | 1 | 1 | 1 | 1 | 1 | 1 | 1 | 1 | 0 | 0 |  | 100% | 1 | 1 | 1 | 1 | 1 | 1 | 1 | 1 | 1 | 1 | 1 | 1 | 1 | 1 | 1 | 1 | 1 | 1 | 1 | 1 | 1 | 1 | 1 | 1 | 1 | 1 | 1 | 1 | 1 | 1 | 0 | 0 |  | 100% | 1 | 1 | 1 | 1 | 1 | 1 | 1 | 1 | 1 | 1 | 1 | 1 | 1 | 1 | 1 | 1 | 1 | 1 | 1 | 1 | 1 | 1 | 1 | 1 | 1 | 1 | 1 | 1 | 1 | 1 | 1 | 0 | 0 |  | 100% | 1 | 1 | 1 | 1 | 1 | 1 | 1 | 1 | 1 | 1 | 1 | 1 | 1 | 1 | 1 | 1 | 1 | 1 | 1 | 1 | 1 | 1 | 1 | 1 | 1 | 1 | 1 | 1 | 1 | 1 | 0 | 0 |  | 100% | 1 | 1 | 1 | 1 | 1 | 1 | 1 | 1 | 1 | 1 | 1 | 1 | 1 | 1 | 1 | 1 | 1 | 1 | 1 | 1 | 1 | 1 | 1 | 1 | 1 | 1 | 1 | 1 | 1 | 1 | 1 | 0 | 0 |  | 100% | 1 | 1 | 1 | 1 | 1 | 1 | 1 | 1 | 1 | 1 | 1 | 1 | 1 | 1 | 1 | 1 | 1 | 1 | 1 | 1 | 1 | 1 | 1 | 1 | 1 | 1 | 1 | 1 | 1 | 1 | 1 | 0 | 0 |  | 100% | 1 | 1 | 1 | 1 | 1 | 1 | 1 | 1 | 1 | 1 | 1 | 1 | 1 | 1 | 1 | 1 | 1 | 1 | 1 | 1 | 1 | 1 | 1 | 1 | 1 | 1 | 1 | 1 | 1 | 1 | 0 | 0 |  | 100% | 1 | 1 | 1 | 1 | 1 | 1 | 1 | 1 | 1 | 1 | 1 | 1 | 1 | 1 | 1 | 1 | 1 | 1 | 1 | 1 | 1 | 1 | 1 | 1 | 1 | 1 | 1 | 1 | 1 | 1 | 1 | 0 | 0 |  | 100% | 1 | 1 | 1 | 1 | 1 | 1 | 1 | 1 | 1 | 1 | 1 | 1 | 1 | 1 | 1 | 1 | 1 | 1 | 1 | 1 | 1 | 1 | 1 | 1 | 1 | 1 | 1 | 1 | 1 | 1 | 0 | 0 |  | 100% | 1 | 1 | 1 | 1 | 1 | 1 | 1 | 1 | 1 | 1 | 1 | 1 | 1 | 1 | 1 | 1 | 1 | 1 | 1 | 1 | 1 | 1 | 1 | 1 | 1 | 1 | 1 | 1 | 1 | 1 | 1 | 0 | 0 |  | 100% | 0 | 0 |  | 100% | bar: 2027-01-01 to 2027-01-31
| ARM CLIM AEG 11 | Armoire climatisation AEG 11 | CARSAT | BAT 2 SALLE 2 | CLIMAT | CLIMATISATION | CASCLI | CLIMATISEUR/ CASSETTE A EG | EMERSON | HPM L12UC1 N°SER: 8879260001 | 80 | 2009 | 1 | 1 | [31 empty] | 0 | 0 |  | 100% | 1 | 1 | 1 | 1 | 1 | 1 | 1 | 1 | 1 | 1 | 1 | 1 | 1 | 1 | 1 | 1 | 1 | 1 | 1 | 1 | 1 | 1 | 1 | 1 | 1 | 1 | 1 | 1 | 0 | 0 |  | 100% | 1 | 1 | 1 | 1 | 1 | 1 | 1 | 1 | 1 | 1 | 1 | 1 | 1 | 1 | 1 | 1 | 1 | 1 | 1 | 1 | 1 | 1 | 1 | 1 | 1 | 1 | 1 | 1 | 1 | 1 | 1 | 0 | 0 |  | 100% | 1 | 1 | 1 | 1 | 1 | 1 | 1 | 1 | 1 | 1 | 1 | 1 | 1 | 1 | 1 | 1 | 1 | 1 | 1 | 1 | 1 | 1 | 1 | 1 | 1 | 1 | 1 | 1 | 1 | 1 | 0 | 0 |  | 100% | 1 | 1 | 1 | 1 | 1 | 1 | 1 | 1 | 1 | 1 | 1 | 1 | 1 | 1 | 1 | 1 | 1 | 1 | 1 | 1 | 1 | 1 | 1 | 1 | 1 | 1 | 1 | 1 | 1 | 1 | 1 | 0 | 0 |  | 100% | 1 | 1 | 1 | 1 | 1 | 1 | 1 | 1 | 1 | 1 | 1 | 1 | 1 | 1 | 1 | 1 | 1 | 1 | 1 | 1 | 1 | 1 | 1 | 1 | 1 | 1 | 1 | 1 | 1 | 1 | 0 | 0 |  | 100% | 1 | 1 | 1 | 1 | 1 | 1 | 1 | 1 | 1 | 1 | 1 | 1 | 1 | 1 | 1 | 1 | 1 | 1 | 1 | 1 | 1 | 1 | 1 | 1 | 1 | 1 | 1 | 1 | 1 | 1 | 1 | 0 | 0 |  | 100% | 1 | 1 | 1 | 1 | 1 | 1 | 1 | 1 | 1 | 1 | 1 | 1 | 1 | 1 | 1 | 1 | 1 | 1 | 1 | 1 | 1 | 1 | 1 | 1 | 1 | 1 | 1 | 1 | 1 | 1 | 1 | 0 | 0 |  | 100% | 1 | 1 | 1 | 1 | 1 | 1 | 1 | 1 | 1 | 1 | 1 | 1 | 1 | 1 | 1 | 1 | 1 | 1 | 1 | 1 | 1 | 1 | 1 | 1 | 1 | 1 | 1 | 1 | 1 | 1 | 0 | 0 |  | 100% | 1 | 1 | 1 | 1 | 1 | 1 | 1 | 1 | 1 | 1 | 1 | 1 | 1 | 1 | 1 | 1 | 1 | 1 | 1 | 1 | 1 | 1 | 1 | 1 | 1 | 1 | 1 | 1 | 1 | 1 | 1 | 0 | 0 |  | 100% | 1 | 1 | 1 | 1 | 1 | 1 | 1 | 1 | 1 | 1 | 1 | 1 | 1 | 1 | 1 | 1 | 1 | 1 | 1 | 1 | 1 | 1 | 1 | 1 | 1 | 1 | 1 | 1 | 1 | 1 | 0 | 0 |  | 100% | 1 | 1 | 1 | 1 | 1 | 1 | 1 | 1 | 1 | 1 | 1 | 1 | 1 | 1 | 1 | 1 | 1 | 1 | 1 | 1 | 1 | 1 | 1 | 1 | 1 | 1 | 1 | 1 | 1 | 1 | 1 | 0 | 0 |  | 100% | 0 | 0 |  | 100% | bar: 2027-01-01 to 2027-01-31
| ARM CLIM AEG 12 | Armoire climatisation AEG 12 | CARSAT | BAT 2 SALLE 2 | CLIMAT | CLIMATISATION | CASCLI | CLIMATISEUR/ CASSETTE A EG | EMERSON | HPM L12UC N°SER:8879250001 | 80 | 2009 | 1 | 1 | [31 empty] | 0 | 0 |  | 100% | 1 | 1 | 1 | 1 | 1 | 1 | 1 | 1 | 1 | 1 | 1 | 1 | 1 | 1 | 1 | 1 | 1 | 1 | 1 | 1 | 1 | 1 | 1 | 1 | 1 | 1 | 1 | 1 | 0 | 0 |  | 100% | 1 | 1 | 1 | 1 | 1 | 1 | 1 | 1 | 1 | 1 | 1 | 1 | 1 | 1 | 1 | 1 | 1 | 1 | 1 | 1 | 1 | 1 | 1 | 1 | 1 | 1 | 1 | 1 | 1 | 1 | 1 | 0 | 0 |  | 100% | 1 | 1 | 1 | 1 | 1 | 1 | 1 | 1 | 1 | 1 | 1 | 1 | 1 | 1 | 1 | 1 | 1 | 1 | 1 | 1 | 1 | 1 | 1 | 1 | 1 | 1 | 1 | 1 | 1 | 1 | 0 | 0 |  | 100% | 1 | 1 | 1 | 1 | 1 | 1 | 1 | 1 | 1 | 1 | 1 | 1 | 1 | 1 | 1 | 1 | 1 | 1 | 1 | 1 | 1 | 1 | 1 | 1 | 1 | 1 | 1 | 1 | 1 | 1 | 1 | 0 | 0 |  | 100% | 1 | 1 | 1 | 1 | 1 | 1 | 1 | 1 | 1 | 1 | 1 | 1 | 1 | 1 | 1 | 1 | 1 | 1 | 1 | 1 | 1 | 1 | 1 | 1 | 1 | 1 | 1 | 1 | 1 | 1 | 0 | 0 |  | 100% | 1 | 1 | 1 | 1 | 1 | 1 | 1 | 1 | 1 | 1 | 1 | 1 | 1 | 1 | 1 | 1 | 1 | 1 | 1 | 1 | 1 | 1 | 1 | 1 | 1 | 1 | 1 | 1 | 1 | 1 | 1 | 0 | 0 |  | 100% | 1 | 1 | 1 | 1 | 1 | 1 | 1 | 1 | 1 | 1 | 1 | 1 | 1 | 1 | 1 | 1 | 1 | 1 | 1 | 1 | 1 | 1 | 1 | 1 | 1 | 1 | 1 | 1 | 1 | 1 | 1 | 0 | 0 |  | 100% | 1 | 1 | 1 | 1 | 1 | 1 | 1 | 1 | 1 | 1 | 1 | 1 | 1 | 1 | 1 | 1 | 1 | 1 | 1 | 1 | 1 | 1 | 1 | 1 | 1 | 1 | 1 | 1 | 1 | 1 | 0 | 0 |  | 100% | 1 | 1 | 1 | 1 | 1 | 1 | 1 | 1 | 1 | 1 | 1 | 1 | 1 | 1 | 1 | 1 | 1 | 1 | 1 | 1 | 1 | 1 | 1 | 1 | 1 | 1 | 1 | 1 | 1 | 1 | 1 | 0 | 0 |  | 100% | 1 | 1 | 1 | 1 | 1 | 1 | 1 | 1 | 1 | 1 | 1 | 1 | 1 | 1 | 1 | 1 | 1 | 1 | 1 | 1 | 1 | 1 | 1 | 1 | 1 | 1 | 1 | 1 | 1 | 1 | 0 | 0 |  | 100% | 1 | 1 | 1 | 1 | 1 | 1 | 1 | 1 | 1 | 1 | 1 | 1 | 1 | 1 | 1 | 1 | 1 | 1 | 1 | 1 | 1 | 1 | 1 | 1 | 1 | 1 | 1 | 1 | 1 | 1 | 1 | 0 | 0 |  | 100% | 0 | 0 |  | 100% | bar: 2027-01-01 to 2027-01-31
| ARM CLIM AEG 13 | Armoire climatisation AEG 13 | CARSAT | BAT 2 SALLE CARSAT | CLIMAT | CLIMATISATION | CASCLI | CLIMATISEUR/ CASSETTE A EG | EMERSON | HPM L90UC N°SER:8879280001 |  | 2009 | 1 | 1 | [31 empty] | 0 | 0 |  | 100% | 1 | 1 | 1 | 1 | 1 | 1 | 1 | 1 | 1 | 1 | 1 | 1 | 1 | 1 | 1 | 1 | 1 | 1 | 1 | 1 | 1 | 1 | 1 | 1 | 1 | 1 | 1 | 1 | 0 | 0 |  | 100% | 1 | 1 | 1 | 1 | 1 | 1 | 1 | 1 | 1 | 1 | 1 | 1 | 1 | 1 | 1 | 1 | 1 | 1 | 1 | 1 | 1 | 1 | 1 | 1 | 1 | 1 | 1 | 1 | 1 | 1 | 1 | 0 | 0 |  | 100% | 1 | 1 | 1 | 1 | 1 | 1 | 1 | 1 | 1 | 1 | 1 | 1 | 1 | 1 | 1 | 1 | 1 | 1 | 1 | 1 | 1 | 1 | 1 | 1 | 1 | 1 | 1 | 1 | 1 | 1 | 0 | 0 |  | 100% | 1 | 1 | 1 | 1 | 1 | 1 | 1 | 1 | 1 | 1 | 1 | 1 | 1 | 1 | 1 | 1 | 1 | 1 | 1 | 1 | 1 | 1 | 1 | 1 | 1 | 1 | 1 | 1 | 1 | 1 | 1 | 0 | 0 |  | 100% | 1 | 1 | 1 | 1 | 1 | 1 | 1 | 1 | 1 | 1 | 1 | 1 | 1 | 1 | 1 | 1 | 1 | 1 | 1 | 1 | 1 | 1 | 1 | 1 | 1 | 1 | 1 | 1 | 1 | 1 | 0 | 0 |  | 100% | 1 | 1 | 1 | 1 | 1 | 1 | 1 | 1 | 1 | 1 | 1 | 1 | 1 | 1 | 1 | 1 | 1 | 1 | 1 | 1 | 1 | 1 | 1 | 1 | 1 | 1 | 1 | 1 | 1 | 1 | 1 | 0 | 0 |  | 100% | 1 | 1 | 1 | 1 | 1 | 1 | 1 | 1 | 1 | 1 | 1 | 1 | 1 | 1 | 1 | 1 | 1 | 1 | 1 | 1 | 1 | 1 | 1 | 1 | 1 | 1 | 1 | 1 | 1 | 1 | 1 | 0 | 0 |  | 100% | 1 | 1 | 1 | 1 | 1 | 1 | 1 | 1 | 1 | 1 | 1 | 1 | 1 | 1 | 1 | 1 | 1 | 1 | 1 | 1 | 1 | 1 | 1 | 1 | 1 | 1 | 1 | 1 | 1 | 1 | 0 | 0 |  | 100% | 1 | 1 | 1 | 1 | 1 | 1 | 1 | 1 | 1 | 1 | 1 | 1 | 1 | 1 | 1 | 1 | 1 | 1 | 1 | 1 | 1 | 1 | 1 | 1 | 1 | 1 | 1 | 1 | 1 | 1 | 1 | 0 | 0 |  | 100% | 1 | 1 | 1 | 1 | 1 | 1 | 1 | 1 | 1 | 1 | 1 | 1 | 1 | 1 | 1 | 1 | 1 | 1 | 1 | 1 | 1 | 1 | 1 | 1 | 1 | 1 | 1 | 1 | 1 | 1 | 0 | 0 |  | 100% | 1 | 1 | 1 | 1 | 1 | 1 | 1 | 1 | 1 | 1 | 1 | 1 | 1 | 1 | 1 | 1 | 1 | 1 | 1 | 1 | 1 | 1 | 1 | 1 | 1 | 1 | 1 | 1 | 1 | 1 | 1 | 0 | 0 |  | 100% | 0 | 0 |  | 100% | bar: 2027-01-01 to 2027-01-31
| ARM CLIM AEG 14 | Armoire climatisation AEG 14 | CARSAT | BAT 2 SALLE CARSAT | CLIMAT | CLIMATISATION | CASCLI | CLIMATISEUR/ CASSETTE A EG | EMERSON | HPM L90UC N°SER:8879270001 |  | 2009 | 1 | 1 | [31 empty] | 0 | 0 |  | 100% | 1 | 1 | 1 | 1 | 1 | 1 | 1 | 1 | 1 | 1 | 1 | 1 | 1 | 1 | 1 | 1 | 1 | 1 | 1 | 1 | 1 | 1 | 1 | 1 | 1 | 1 | 1 | 1 | 0 | 0 |  | 100% | 1 | 1 | 1 | 1 | 1 | 1 | 1 | 1 | 1 | 1 | 1 | 1 | 1 | 1 | 1 | 1 | 1 | 1 | 1 | 1 | 1 | 1 | 1 | 1 | 1 | 1 | 1 | 1 | 1 | 1 | 1 | 0 | 0 |  | 100% | 1 | 1 | 1 | 1 | 1 | 1 | 1 | 1 | 1 | 1 | 1 | 1 | 1 | 1 | 1 | 1 | 1 | 1 | 1 | 1 | 1 | 1 | 1 | 1 | 1 | 1 | 1 | 1 | 1 | 1 | 0 | 0 |  | 100% | 1 | 1 | 1 | 1 | 1 | 1 | 1 | 1 | 1 | 1 | 1 | 1 | 1 | 1 | 1 | 1 | 1 | 1 | 1 | 1 | 1 | 1 | 1 | 1 | 1 | 1 | 1 | 1 | 1 | 1 | 1 | 0 | 0 |  | 100% | 1 | 1 | 1 | 1 | 1 | 1 | 1 | 1 | 1 | 1 | 1 | 1 | 1 | 1 | 1 | 1 | 1 | 1 | 1 | 1 | 1 | 1 | 1 | 1 | 1 | 1 | 1 | 1 | 1 | 1 | 0 | 0 |  | 100% | 1 | 1 | 1 | 1 | 1 | 1 | 1 | 1 | 1 | 1 | 1 | 1 | 1 | 1 | 1 | 1 | 1 | 1 | 1 | 1 | 1 | 1 | 1 | 1 | 1 | 1 | 1 | 1 | 1 | 1 | 1 | 0 | 0 |  | 100% | 1 | 1 | 1 | 1 | 1 | 1 | 1 | 1 | 1 | 1 | 1 | 1 | 1 | 1 | 1 | 1 | 1 | 1 | 1 | 1 | 1 | 1 | 1 | 1 | 1 | 1 | 1 | 1 | 1 | 1 | 1 | 0 | 0 |  | 100% | 1 | 1 | 1 | 1 | 1 | 1 | 1 | 1 | 1 | 1 | 1 | 1 | 1 | 1 | 1 | 1 | 1 | 1 | 1 | 1 | 1 | 1 | 1 | 1 | 1 | 1 | 1 | 1 | 1 | 1 | 0 | 0 |  | 100% | 1 | 1 | 1 | 1 | 1 | 1 | 1 | 1 | 1 | 1 | 1 | 1 | 1 | 1 | 1 | 1 | 1 | 1 | 1 | 1 | 1 | 1 | 1 | 1 | 1 | 1 | 1 | 1 | 1 | 1 | 1 | 0 | 0 |  | 100% | 1 | 1 | 1 | 1 | 1 | 1 | 1 | 1 | 1 | 1 | 1 | 1 | 1 | 1 | 1 | 1 | 1 | 1 | 1 | 1 | 1 | 1 | 1 | 1 | 1 | 1 | 1 | 1 | 1 | 1 | 0 | 0 |  | 100% | 1 | 1 | 1 | 1 | 1 | 1 | 1 | 1 | 1 | 1 | 1 | 1 | 1 | 1 | 1 | 1 | 1 | 1 | 1 | 1 | 1 | 1 | 1 | 1 | 1 | 1 | 1 | 1 | 1 | 1 | 1 | 0 | 0 |  | 100% | 0 | 0 |  | 100% | bar: 2027-01-01 to 2027-01-31
| ARM CLIM AEG17 | Armoire climatisation AEG 17 | CARSAT | BAT 2 ONDULEUR A1 N-1 | CLIMAT | CLIMATISATION | CASCLI | CLIMATISEUR/ CASSETTE A EG | LIEBERT | PH030 N°SER:019893330001 |  | 2020 | 1 | 1 | [31 empty] | 0 | 0 |  | 100% | 1 | 1 | 1 | 1 | 1 | 1 | 1 | 1 | 1 | 1 | 1 | 1 | 1 | 1 | 1 | 1 | 1 | 1 | 1 | 1 | 1 | 1 | 1 | 1 | 1 | 1 | 1 | 1 | 0 | 0 |  | 100% | 1 | 1 | 1 | 1 | 1 | 1 | 1 | 1 | 1 | 1 | 1 | 1 | 1 | 1 | 1 | 1 | 1 | 1 | 1 | 1 | 1 | 1 | 1 | 1 | 1 | 1 | 1 | 1 | 1 | 1 | 1 | 0 | 0 |  | 100% | 1 | 1 | 1 | 1 | 1 | 1 | 1 | 1 | 1 | 1 | 1 | 1 | 1 | 1 | 1 | 1 | 1 | 1 | 1 | 1 | 1 | 1 | 1 | 1 | 1 | 1 | 1 | 1 | 1 | 1 | 0 | 0 |  | 100% | 1 | 1 | 1 | 1 | 1 | 1 | 1 | 1 | 1 | 1 | 1 | 1 | 1 | 1 | 1 | 1 | 1 | 1 | 1 | 1 | 1 | 1 | 1 | 1 | 1 | 1 | 1 | 1 | 1 | 1 | 1 | 0 | 0 |  | 100% | 1 | 1 | 1 | 1 | 1 | 1 | 1 | 1 | 1 | 1 | 1 | 1 | 1 | 1 | 1 | 1 | 1 | 1 | 1 | 1 | 1 | 1 | 1 | 1 | 1 | 1 | 1 | 1 | 1 | 1 | 0 | 0 |  | 100% | 1 | 1 | 1 | 1 | 1 | 1 | 1 | 1 | 1 | 1 | 1 | 1 | 1 | 1 | 1 | 1 | 1 | 1 | 1 | 1 | 1 | 1 | 1 | 1 | 1 | 1 | 1 | 1 | 1 | 1 | 1 | 0 | 0 |  | 100% | 1 | 1 | 1 | 1 | 1 | 1 | 1 | 1 | 1 | 1 | 1 | 1 | 1 | 1 | 1 | 1 | 1 | 1 | 1 | 1 | 1 | 1 | 1 | 1 | 1 | 1 | 1 | 1 | 1 | 1 | 1 | 0 | 0 |  | 100% | 1 | 1 | 1 | 1 | 1 | 1 | 1 | 1 | 1 | 1 | 1 | 1 | 1 | 1 | 1 | 1 | 1 | 1 | 1 | 1 | 1 | 1 | 1 | 1 | 1 | 1 | 1 | 1 | 1 | 1 | 0 | 0 |  | 100% | 1 | 1 | 1 | 1 | 1 | 1 | 1 | 1 | 1 | 1 | 1 | 1 | 1 | 1 | 1 | 1 | 1 | 1 | 1 | 1 | 1 | 1 | 1 | 1 | 1 | 1 | 1 | 1 | 1 | 1 | 1 | 0 | 0 |  | 100% | 1 | 1 | 1 | 1 | 1 | 1 | 1 | 1 | 1 | 1 | 1 | 1 | 1 | 1 | 1 | 1 | 1 | 1 | 1 | 1 | 1 | 1 | 1 | 1 | 1 | 1 | 1 | 1 | 1 | 1 | 0 | 0 |  | 100% | 1 | 1 | 1 | 1 | 1 | 1 | 1 | 1 | 1 | 1 | 1 | 1 | 1 | 1 | 1 | 1 | 1 | 1 | 1 | 1 | 1 | 1 | 1 | 1 | 1 | 1 | 1 | 1 | 1 | 1 | 1 | 0 | 0 |  | 100% | 0 | 0 |  | 100% | bar: 2027-01-01 to 2027-01-31
| ARM CLIM AEG 18 | Armoire climatisation AEG 18 | CARSAT | BAT 2 ONDULEUR A1 N-1 | CLIMAT | CLIMATISATION | CASCLI | CLIMATISEUR/ CASSETTE A EG | LIEBERT | PH030 N°SER:019893330001 |  | 2020 | 1 | 1 | [31 empty] | 0 | 0 |  | 100% | 1 | 1 | 1 | 1 | 1 | 1 | 1 | 1 | 1 | 1 | 1 | 1 | 1 | 1 | 1 | 1 | 1 | 1 | 1 | 1 | 1 | 1 | 1 | 1 | 1 | 1 | 1 | 1 | 0 | 0 |  | 100% | 1 | 1 | 1 | 1 | 1 | 1 | 1 | 1 | 1 | 1 | 1 | 1 | 1 | 1 | 1 | 1 | 1 | 1 | 1 | 1 | 1 | 1 | 1 | 1 | 1 | 1 | 1 | 1 | 1 | 1 | 1 | 0 | 0 |  | 100% | 1 | 1 | 1 | 1 | 1 | 1 | 1 | 1 | 1 | 1 | 1 | 1 | 1 | 1 | 1 | 1 | 1 | 1 | 1 | 1 | 1 | 1 | 1 | 1 | 1 | 1 | 1 | 1 | 1 | 1 | 0 | 0 |  | 100% | 1 | 1 | 1 | 1 | 1 | 1 | 1 | 1 | 1 | 1 | 1 | 1 | 1 | 1 | 1 | 1 | 1 | 1 | 1 | 1 | 1 | 1 | 1 | 1 | 1 | 1 | 1 | 1 | 1 | 1 | 1 | 0 | 0 |  | 100% | 1 | 1 | 1 | 1 | 1 | 1 | 1 | 1 | 1 | 1 | 1 | 1 | 1 | 1 | 1 | 1 | 1 | 1 | 1 | 1 | 1 | 1 | 1 | 1 | 1 | 1 | 1 | 1 | 1 | 1 | 0 | 0 |  | 100% | 1 | 1 | 1 | 1 | 1 | 1 | 1 | 1 | 1 | 1 | 1 | 1 | 1 | 1 | 1 | 1 | 1 | 1 | 1 | 1 | 1 | 1 | 1 | 1 | 1 | 1 | 1 | 1 | 1 | 1 | 1 | 0 | 0 |  | 100% | 1 | 1 | 1 | 1 | 1 | 1 | 1 | 1 | 1 | 1 | 1 | 1 | 1 | 1 | 1 | 1 | 1 | 1 | 1 | 1 | 1 | 1 | 1 | 1 | 1 | 1 | 1 | 1 | 1 | 1 | 1 | 0 | 0 |  | 100% | 1 | 1 | 1 | 1 | 1 | 1 | 1 | 1 | 1 | 1 | 1 | 1 | 1 | 1 | 1 | 1 | 1 | 1 | 1 | 1 | 1 | 1 | 1 | 1 | 1 | 1 | 1 | 1 | 1 | 1 | 0 | 0 |  | 100% | 1 | 1 | 1 | 1 | 1 | 1 | 1 | 1 | 1 | 1 | 1 | 1 | 1 | 1 | 1 | 1 | 1 | 1 | 1 | 1 | 1 | 1 | 1 | 1 | 1 | 1 | 1 | 1 | 1 | 1 | 1 | 0 | 0 |  | 100% | 1 | 1 | 1 | 1 | 1 | 1 | 1 | 1 | 1 | 1 | 1 | 1 | 1 | 1 | 1 | 1 | 1 | 1 | 1 | 1 | 1 | 1 | 1 | 1 | 1 | 1 | 1 | 1 | 1 | 1 | 0 | 0 |  | 100% | 1 | 1 | 1 | 1 | 1 | 1 | 1 | 1 | 1 | 1 | 1 | 1 | 1 | 1 | 1 | 1 | 1 | 1 | 1 | 1 | 1 | 1 | 1 | 1 | 1 | 1 | 1 | 1 | 1 | 1 | 1 | 0 | 0 |  | 100% | 0 | 0 |  | 100% | bar: 2027-01-01 to 2027-01-31
| ARM CLIM AEG 19 | Armoire climatisation AEG 19 | CARSAT | BAT 2 SALLE 5 | CLIMAT | CLIMATISATION | CASCLI | CLIMATISEUR/ CASSETTE A EG | EMERSON | PCW PH025HC N°SER:13407690001 | 25 | 2016 | 1 | 1 | [31 empty] | 0 | 0 |  | 100% | 1 | 1 | 1 | 1 | 1 | 1 | 1 | 1 | 1 | 1 | 1 | 1 | 1 | 1 | 1 | 1 | 1 | 1 | 1 | 1 | 1 | 1 | 1 | 1 | 1 | 1 | 1 | 1 | 0 | 0 |  | 100% | 1 | 1 | 1 | 1 | 1 | 1 | 1 | 1 | 1 | 1 | 1 | 1 | 1 | 1 | 1 | 1 | 1 | 1 | 1 | 1 | 1 | 1 | 1 | 1 | 1 | 1 | 1 | 1 | 1 | 1 | 1 | 0 | 0 |  | 100% | 1 | 1 | 1 | 1 | 1 | 1 | 1 | 1 | 1 | 1 | 1 | 1 | 1 | 1 | 1 | 1 | 1 | 1 | 1 | 1 | 1 | 1 | 1 | 1 | 1 | 1 | 1 | 1 | 1 | 1 | 0 | 0 |  | 100% | 1 | 1 | 1 | 1 | 1 | 1 | 1 | 1 | 1 | 1 | 1 | 1 | 1 | 1 | 1 | 1 | 1 | 1 | 1 | 1 | 1 | 1 | 1 | 1 | 1 | 1 | 1 | 1 | 1 | 1 | 1 | 0 | 0 |  | 100% | 1 | 1 | 1 | 1 | 1 | 1 | 1 | 1 | 1 | 1 | 1 | 1 | 1 | 1 | 1 | 1 | 1 | 1 | 1 | 1 | 1 | 1 | 1 | 1 | 1 | 1 | 1 | 1 | 1 | 1 | 0 | 0 |  | 100% | 1 | 1 | 1 | 1 | 1 | 1 | 1 | 1 | 1 | 1 | 1 | 1 | 1 | 1 | 1 | 1 | 1 | 1 | 1 | 1 | 1 | 1 | 1 | 1 | 1 | 1 | 1 | 1 | 1 | 1 | 1 | 0 | 0 |  | 100% | 1 | 1 | 1 | 1 | 1 | 1 | 1 | 1 | 1 | 1 | 1 | 1 | 1 | 1 | 1 | 1 | 1 | 1 | 1 | 1 | 1 | 1 | 1 | 1 | 1 | 1 | 1 | 1 | 1 | 1 | 1 | 0 | 0 |  | 100% | 1 | 1 | 1 | 1 | 1 | 1 | 1 | 1 | 1 | 1 | 1 | 1 | 1 | 1 | 1 | 1 | 1 | 1 | 1 | 1 | 1 | 1 | 1 | 1 | 1 | 1 | 1 | 1 | 1 | 1 | 0 | 0 |  | 100% | 1 | 1 | 1 | 1 | 1 | 1 | 1 | 1 | 1 | 1 | 1 | 1 | 1 | 1 | 1 | 1 | 1 | 1 | 1 | 1 | 1 | 1 | 1 | 1 | 1 | 1 | 1 | 1 | 1 | 1 | 1 | 0 | 0 |  | 100% | 1 | 1 | 1 | 1 | 1 | 1 | 1 | 1 | 1 | 1 | 1 | 1 | 1 | 1 | 1 | 1 | 1 | 1 | 1 | 1 | 1 | 1 | 1 | 1 | 1 | 1 | 1 | 1 | 1 | 1 | 0 | 0 |  | 100% | 1 | 1 | 1 | 1 | 1 | 1 | 1 | 1 | 1 | 1 | 1 | 1 | 1 | 1 | 1 | 1 | 1 | 1 | 1 | 1 | 1 | 1 | 1 | 1 | 1 | 1 | 1 | 1 | 1 | 1 | 1 | 0 | 0 |  | 100% | 0 | 0 |  | 100% | bar: 2027-01-01 to 2027-01-31
| ARM CLIM AEG 20 | Armoire climatisation AEG 20 | CARSAT | BAT 2 SALLE 5 | CLIMAT | CLIMATISATION | CASCLI | CLIMATISEUR/ CASSETTE A EG | EMERSON | PCW PH025HC N° SER:13407700001 | 25 | 2016 | 1 | 1 | [31 empty] | 0 | 0 |  | 100% | 1 | 1 | 1 | 1 | 1 | 1 | 1 | 1 | 1 | 1 | 1 | 1 | 1 | 1 | 1 | 1 | 1 | 1 | 1 | 1 | 1 | 1 | 1 | 1 | 1 | 1 | 1 | 1 | 0 | 0 |  | 100% | 1 | 1 | 1 | 1 | 1 | 1 | 1 | 1 | 1 | 1 | 1 | 1 | 1 | 1 | 1 | 1 | 1 | 1 | 1 | 1 | 1 | 1 | 1 | 1 | 1 | 1 | 1 | 1 | 1 | 1 | 1 | 0 | 0 |  | 100% | 1 | 1 | 1 | 1 | 1 | 1 | 1 | 1 | 1 | 1 | 1 | 1 | 1 | 1 | 1 | 1 | 1 | 1 | 1 | 1 | 1 | 1 | 1 | 1 | 1 | 1 | 1 | 1 | 1 | 1 | 0 | 0 |  | 100% | 1 | 1 | 1 | 1 | 1 | 1 | 1 | 1 | 1 | 1 | 1 | 1 | 1 | 1 | 1 | 1 | 1 | 1 | 1 | 1 | 1 | 1 | 1 | 1 | 1 | 1 | 1 | 1 | 1 | 1 | 1 | 0 | 0 |  | 100% | 1 | 1 | 1 | 1 | 1 | 1 | 1 | 1 | 1 | 1 | 1 | 1 | 1 | 1 | 1 | 1 | 1 | 1 | 1 | 1 | 1 | 1 | 1 | 1 | 1 | 1 | 1 | 1 | 1 | 1 | 0 | 0 |  | 100% | 1 | 1 | 1 | 1 | 1 | 1 | 1 | 1 | 1 | 1 | 1 | 1 | 1 | 1 | 1 | 1 | 1 | 1 | 1 | 1 | 1 | 1 | 1 | 1 | 1 | 1 | 1 | 1 | 1 | 1 | 1 | 0 | 0 |  | 100% | 1 | 1 | 1 | 1 | 1 | 1 | 1 | 1 | 1 | 1 | 1 | 1 | 1 | 1 | 1 | 1 | 1 | 1 | 1 | 1 | 1 | 1 | 1 | 1 | 1 | 1 | 1 | 1 | 1 | 1 | 1 | 0 | 0 |  | 100% | 1 | 1 | 1 | 1 | 1 | 1 | 1 | 1 | 1 | 1 | 1 | 1 | 1 | 1 | 1 | 1 | 1 | 1 | 1 | 1 | 1 | 1 | 1 | 1 | 1 | 1 | 1 | 1 | 1 | 1 | 0 | 0 |  | 100% | 1 | 1 | 1 | 1 | 1 | 1 | 1 | 1 | 1 | 1 | 1 | 1 | 1 | 1 | 1 | 1 | 1 | 1 | 1 | 1 | 1 | 1 | 1 | 1 | 1 | 1 | 1 | 1 | 1 | 1 | 1 | 0 | 0 |  | 100% | 1 | 1 | 1 | 1 | 1 | 1 | 1 | 1 | 1 | 1 | 1 | 1 | 1 | 1 | 1 | 1 | 1 | 1 | 1 | 1 | 1 | 1 | 1 | 1 | 1 | 1 | 1 | 1 | 1 | 1 | 0 | 0 |  | 100% | 1 | 1 | 1 | 1 | 1 | 1 | 1 | 1 | 1 | 1 | 1 | 1 | 1 | 1 | 1 | 1 | 1 | 1 | 1 | 1 | 1 | 1 | 1 | 1 | 1 | 1 | 1 | 1 | 1 | 1 | 1 | 0 | 0 |  | 100% | 0 | 0 |  | 100% | bar: 2027-01-01 to 2027-01-31
| ARM CLIM AEG21 | Armoire climatisation AEG 21 | CARSAT | BAT 2 TGBT B | CLIMAT | CLIMATISATION | CASCLI | CLIMATISEUR/ CASSETTE A EG | EMERSON | ph030 | 27 |  | 1 | 1 | [31 empty] | 0 | 0 |  | 100% | 1 | 1 | 1 | 1 | 1 | 1 | 1 | 1 | 1 | 1 | 1 | 1 | 1 | 1 | 1 | 1 | 1 | 1 | 1 | 1 | 1 | 1 | 1 | 1 | 1 | 1 | 1 | 1 | 0 | 0 |  | 100% | 1 | 1 | 1 | 1 | 1 | 1 | 1 | 1 | 1 | 1 | 1 | 1 | 1 | 1 | 1 | 1 | 1 | 1 | 1 | 1 | 1 | 1 | 1 | 1 | 1 | 1 | 1 | 1 | 1 | 1 | 1 | 0 | 0 |  | 100% | 1 | 1 | 1 | 1 | 1 | 1 | 1 | 1 | 1 | 1 | 1 | 1 | 1 | 1 | 1 | 1 | 1 | 1 | 1 | 1 | 1 | 1 | 1 | 1 | 1 | 1 | 1 | 1 | 1 | 1 | 0 | 0 |  | 100% | 1 | 1 | 1 | 1 | 1 | 1 | 1 | 1 | 1 | 1 | 1 | 1 | 1 | 1 | 1 | 1 | 1 | 1 | 1 | 1 | 1 | 1 | 1 | 1 | 1 | 1 | 1 | 1 | 1 | 1 | 1 | 0 | 0 |  | 100% | 1 | 1 | 1 | 1 | 1 | 1 | 1 | 1 | 1 | 1 | 1 | 1 | 1 | 1 | 1 | 1 | 1 | 1 | 1 | 1 | 1 | 1 | 1 | 1 | 1 | 1 | 1 | 1 | 1 | 1 | 0 | 0 |  | 100% | 1 | 1 | 1 | 1 | 1 | 1 | 1 | 1 | 1 | 1 | 1 | 1 | 1 | 1 | 1 | 1 | 1 | 1 | 1 | 1 | 1 | 1 | 1 | 1 | 1 | 1 | 1 | 1 | 1 | 1 | 1 | 0 | 0 |  | 100% | 1 | 1 | 1 | 1 | 1 | 1 | 1 | 1 | 1 | 1 | 1 | 1 | 1 | 1 | 1 | 1 | 1 | 1 | 1 | 1 | 1 | 1 | 1 | 1 | 1 | 1 | 1 | 1 | 1 | 1 | 1 | 0 | 0 |  | 100% | 1 | 1 | 1 | 1 | 1 | 1 | 1 | 1 | 1 | 1 | 1 | 1 | 1 | 1 | 1 | 1 | 1 | 1 | 1 | 1 | 1 | 1 | 1 | 1 | 1 | 1 | 1 | 1 | 1 | 1 | 0 | 0 |  | 100% | 1 | 1 | 1 | 1 | 1 | 1 | 1 | 1 | 1 | 1 | 1 | 1 | 1 | 1 | 1 | 1 | 1 | 1 | 1 | 1 | 1 | 1 | 1 | 1 | 1 | 1 | 1 | 1 | 1 | 1 | 1 | 0 | 0 |  | 100% | 1 | 1 | 1 | 1 | 1 | 1 | 1 | 1 | 1 | 1 | 1 | 1 | 1 | 1 | 1 | 1 | 1 | 1 | 1 | 1 | 1 | 1 | 1 | 1 | 1 | 1 | 1 | 1 | 1 | 1 | 0 | 0 |  | 100% | 1 | 1 | 1 | 1 | 1 | 1 | 1 | 1 | 1 | 1 | 1 | 1 | 1 | 1 | 1 | 1 | 1 | 1 | 1 | 1 | 1 | 1 | 1 | 1 | 1 | 1 | 1 | 1 | 1 | 1 | 1 | 0 | 0 |  | 100% | 0 | 0 |  | 100% | bar: 2027-01-01 to 2027-01-31
| ARM CLIM AEG 20 | Armoire climatisation AEG 22 | CARSAT | BAT 2 TGBT B | CLIMAT | CLIMATISATION | CASCLI | CLIMATISEUR/ CASSETTE A EG | LIEBERT | S18DC N°SER: 019893300002 |  | 2020 | 1 | 1 | [31 empty] | 0 | 0 |  | 100% | 1 | 1 | 1 | 1 | 1 | 1 | 1 | 1 | 1 | 1 | 1 | 1 | 1 | 1 | 1 | 1 | 1 | 1 | 1 | 1 | 1 | 1 | 1 | 1 | 1 | 1 | 1 | 1 | 0 | 0 |  | 100% | 1 | 1 | 1 | 1 | 1 | 1 | 1 | 1 | 1 | 1 | 1 | 1 | 1 | 1 | 1 | 1 | 1 | 1 | 1 | 1 | 1 | 1 | 1 | 1 | 1 | 1 | 1 | 1 | 1 | 1 | 1 | 0 | 0 |  | 100% | 1 | 1 | 1 | 1 | 1 | 1 | 1 | 1 | 1 | 1 | 1 | 1 | 1 | 1 | 1 | 1 | 1 | 1 | 1 | 1 | 1 | 1 | 1 | 1 | 1 | 1 | 1 | 1 | 1 | 1 | 0 | 0 |  | 100% | 1 | 1 | 1 | 1 | 1 | 1 | 1 | 1 | 1 | 1 | 1 | 1 | 1 | 1 | 1 | 1 | 1 | 1 | 1 | 1 | 1 | 1 | 1 | 1 | 1 | 1 | 1 | 1 | 1 | 1 | 1 | 0 | 0 |  | 100% | 1 | 1 | 1 | 1 | 1 | 1 | 1 | 1 | 1 | 1 | 1 | 1 | 1 | 1 | 1 | 1 | 1 | 1 | 1 | 1 | 1 | 1 | 1 | 1 | 1 | 1 | 1 | 1 | 1 | 1 | 0 | 0 |  | 100% | 1 | 1 | 1 | 1 | 1 | 1 | 1 | 1 | 1 | 1 | 1 | 1 | 1 | 1 | 1 | 1 | 1 | 1 | 1 | 1 | 1 | 1 | 1 | 1 | 1 | 1 | 1 | 1 | 1 | 1 | 1 | 0 | 0 |  | 100% | 1 | 1 | 1 | 1 | 1 | 1 | 1 | 1 | 1 | 1 | 1 | 1 | 1 | 1 | 1 | 1 | 1 | 1 | 1 | 1 | 1 | 1 | 1 | 1 | 1 | 1 | 1 | 1 | 1 | 1 | 1 | 0 | 0 |  | 100% | 1 | 1 | 1 | 1 | 1 | 1 | 1 | 1 | 1 | 1 | 1 | 1 | 1 | 1 | 1 | 1 | 1 | 1 | 1 | 1 | 1 | 1 | 1 | 1 | 1 | 1 | 1 | 1 | 1 | 1 | 0 | 0 |  | 100% | 1 | 1 | 1 | 1 | 1 | 1 | 1 | 1 | 1 | 1 | 1 | 1 | 1 | 1 | 1 | 1 | 1 | 1 | 1 | 1 | 1 | 1 | 1 | 1 | 1 | 1 | 1 | 1 | 1 | 1 | 1 | 0 | 0 |  | 100% | 1 | 1 | 1 | 1 | 1 | 1 | 1 | 1 | 1 | 1 | 1 | 1 | 1 | 1 | 1 | 1 | 1 | 1 | 1 | 1 | 1 | 1 | 1 | 1 | 1 | 1 | 1 | 1 | 1 | 1 | 0 | 0 |  | 100% | 1 | 1 | 1 | 1 | 1 | 1 | 1 | 1 | 1 | 1 | 1 | 1 | 1 | 1 | 1 | 1 | 1 | 1 | 1 | 1 | 1 | 1 | 1 | 1 | 1 | 1 | 1 | 1 | 1 | 1 | 1 | 0 | 0 |  | 100% | 0 | 0 |  | 100% | bar: 2027-01-01 to 2027-01-31
| CENTR DETEC EAU | Centrale détection d'eau | CARSAT | BAT 2 COULOIR TECHNIQUE RDJ | CLIMAT | CLIMATISATION | DETEAU | SYSTEME DE DETECTION D'EAU | AQUAVIGIE | TRACE TECK TTDM128 |  |  | 2 | 1 | [31 empty] | 0 | 0 |  | 100% | 1 | 1 | 1 | 1 | 1 | 1 | 1 | 1 | 1 | 1 | 1 | 1 | 1 | 1 | 1 | 1 | 1 | 1 | 1 | 1 | 1 | 1 | 1 | 1 | 1 | 1 | 1 | 1 | 0 | 0 |  | 100% | 1 | 1 | 1 | 1 | 1 | 1 | 1 | 1 | 1 | 1 | 1 | 1 | 1 | 1 | 1 | 1 | 1 | 1 | 1 | 1 | 1 | 1 | 1 | 1 | 1 | 1 | 1 | 1 | 1 | 1 | 1 | 0 | 0 |  | 100% | 1 | 1 | 1 | 1 | 1 | 1 | 1 | 1 | 1 | 1 | 1 | 1 | 1 | 1 | 1 | 1 | 1 | 1 | 1 | 1 | 1 | 1 | 1 | 1 | 1 | 1 | 1 | 1 | 1 | 1 | 0 | 0 |  | 100% | 1 | 1 | 1 | 1 | 1 | 1 | 1 | 1 | 1 | 1 | 1 | 1 | 1 | 1 | 1 | 1 | 1 | 1 | 1 | 1 | 1 | 1 | 1 | 1 | 1 | 1 | 1 | 1 | 1 | 1 | 1 | 0 | 0 |  | 100% | 1 | 1 | 1 | 1 | 1 | 1 | 1 | 1 | 1 | 1 | 1 | 1 | 1 | 1 | 1 | 1 | 1 | 1 | 1 | 1 | 1 | 1 | 1 | 1 | 1 | 1 | 1 | 1 | 1 | 1 | 0 | 0 |  | 100% | 1 | 1 | 1 | 1 | 1 | 1 | 1 | 1 | 1 | 1 | 1 | 1 | 1 | 1 | 1 | 1 | 1 | 1 | 1 | 1 | 1 | 1 | 1 | 1 | 1 | 1 | 1 | 1 | 1 | 1 | 1 | 0 | 0 |  | 100% | 1 | 1 | 1 | 1 | 1 | 1 | 1 | 1 | 1 | 1 | 1 | 1 | 1 | 1 | 1 | 1 | 1 | 1 | 1 | 1 | 1 | 1 | 1 | 1 | 1 | 1 | 1 | 1 | 1 | 1 | 1 | 0 | 0 |  | 100% | 1 | 1 | 1 | 1 | 1 | 1 | 1 | 1 | 1 | 1 | 1 | 1 | 1 | 1 | 1 | 1 | 1 | 1 | 1 | 1 | 1 | 1 | 1 | 1 | 1 | 1 | 1 | 1 | 1 | 1 | 0 | 0 |  | 100% | 1 | 1 | 1 | 1 | 1 | 1 | 1 | 1 | 1 | 1 | 1 | 1 | 1 | 1 | 1 | 1 | 1 | 1 | 1 | 1 | 1 | 1 | 1 | 1 | 1 | 1 | 1 | 1 | 1 | 1 | 1 | 0 | 0 |  | 100% | 1 | 1 | 1 | 1 | 1 | 1 | 1 | 1 | 1 | 1 | 1 | 1 | 1 | 1 | 1 | 1 | 1 | 1 | 1 | 1 | 1 | 1 | 1 | 1 | 1 | 1 | 1 | 1 | 1 | 1 | 0 | 0 |  | 100% | 1 | 1 | 1 | 1 | 1 | 1 | 1 | 1 | 1 | 1 | 1 | 1 | 1 | 1 | 1 | 1 | 1 | 1 | 1 | 1 | 1 | 1 | 1 | 1 | 1 | 1 | 1 | 1 | 1 | 1 | 1 | 0 | 0 |  | 100% | 0 | 0 |  | 100% | bar: 2027-01-01 to 2027-01-31
| GF4 CARSAT | Groupe froid TRANE GF4 a vis | CARSAT | BAT 2 ENCLOS EXT RDC | CLIMAT | CLIMATISATION | GRPECA | GROUPE FROID CODENSEUR A AIR | TRANE | RTAF155 SEL N°SER:EK0282 | 552 KW | 2016 | 1 | 1 | [31 empty] | 0 | 0 |  | 100% | 1 | 1 | 1 | 1 | 1 | 1 | 1 | 1 | 1 | 1 | 1 | 1 | 1 | 1 | 1 | 1 | 1 | 1 | 1 | 1 | 1 | 1 | 1 | 1 | 1 | 1 | 1 | 1 | 0 | 0 |  | 100% | 1 | 1 | 1 | 1 | 1 | 1 | 1 | 1 | 1 | 1 | 1 | 1 | 1 | 1 | 1 | 1 | 1 | 1 | 1 | 1 | 1 | 1 | 1 | 1 | 1 | 1 | 1 | 1 | 1 | 1 | 1 | 0 | 0 |  | 100% | 1 | 1 | 1 | 1 | 1 | 1 | 1 | 1 | 1 | 1 | 1 | 1 | 1 | 1 | 1 | 1 | 1 | 1 | 1 | 1 | 1 | 1 | 1 | 1 | 1 | 1 | 1 | 1 | 1 | 1 | 0 | 0 |  | 100% | 1 | 1 | 1 | 1 | 1 | 1 | 1 | 1 | 1 | 1 | 1 | 1 | 1 | 1 | 1 | 1 | 1 | 1 | 1 | 1 | 1 | 1 | 1 | 1 | 1 | 1 | 1 | 1 | 1 | 1 | 1 | 0 | 0 |  | 100% | 1 | 1 | 1 | 1 | 1 | 1 | 1 | 1 | 1 | 1 | 1 | 1 | 1 | 1 | 1 | 1 | 1 | 1 | 1 | 1 | 1 | 1 | 1 | 1 | 1 | 1 | 1 | 1 | 1 | 1 | 0 | 0 |  | 100% | 1 | 1 | 1 | 1 | 1 | 1 | 1 | 1 | 1 | 1 | 1 | 1 | 1 | 1 | 1 | 1 | 1 | 1 | 1 | 1 | 1 | 1 | 1 | 1 | 1 | 1 | 1 | 1 | 1 | 1 | 1 | 0 | 0 |  | 100% | 1 | 1 | 1 | 1 | 1 | 1 | 1 | 1 | 1 | 1 | 1 | 1 | 1 | 1 | 1 | 1 | 1 | 1 | 1 | 1 | 1 | 1 | 1 | 1 | 1 | 1 | 1 | 1 | 1 | 1 | 1 | 0 | 0 |  | 100% | 1 | 1 | 1 | 1 | 1 | 1 | 1 | 1 | 1 | 1 | 1 | 1 | 1 | 1 | 1 | 1 | 1 | 1 | 1 | 1 | 1 | 1 | 1 | 1 | 1 | 1 | 1 | 1 | 1 | 1 | 0 | 0 |  | 100% | 1 | 1 | 1 | 1 | 1 | 1 | 1 | 1 | 1 | 1 | 1 | 1 | 1 | 1 | 1 | 1 | 1 | 1 | 1 | 1 | 1 | 1 | 1 | 1 | 1 | 1 | 1 | 1 | 1 | 1 | 1 | 0 | 0 |  | 100% | 1 | 1 | 1 | 1 | 1 | 1 | 1 | 1 | 1 | 1 | 1 | 1 | 1 | 1 | 1 | 1 | 1 | 1 | 1 | 1 | 1 | 1 | 1 | 1 | 1 | 1 | 1 | 1 | 1 | 1 | 0 | 0 |  | 100% | 1 | 1 | 1 | 1 | 1 | 1 | 1 | 1 | 1 | 1 | 1 | 1 | 1 | 1 | 1 | 1 | 1 | 1 | 1 | 1 | 1 | 1 | 1 | 1 | 1 | 1 | 1 | 1 | 1 | 1 | 1 | 0 | 0 |  | 100% | 0 | 0 |  | 100% | bar: 2027-01-01 to 2027-01-31
| GF5 CARSAT | Groupe froid TRANE GF5 a vis | CARSAT | BAT 2 ENCLOS EXT RDC | CLIMAT | CLIMATISATION | GRPECA | GROUPE FROID CODENSEUR A AIR | TRANE | RTAF155 SEL N°SER:EK0283 | 552 KW | 2016 | 1 | 1 | [31 empty] | 0 | 0 |  | 100% | 1 | 1 | 1 | 1 | 1 | 1 | 1 | 1 | 1 | 1 | 1 | 1 | 1 | 1 | 1 | 1 | 1 | 1 | 1 | 1 | 1 | 1 | 1 | 1 | 1 | 1 | 1 | 1 | 0 | 0 |  | 100% | 1 | 1 | 1 | 1 | 1 | 1 | 1 | 1 | 1 | 1 | 1 | 1 | 1 | 1 | 1 | 1 | 1 | 1 | 1 | 1 | 1 | 1 | 1 | 1 | 1 | 1 | 1 | 1 | 1 | 1 | 1 | 0 | 0 |  | 100% | 1 | 1 | 1 | 1 | 1 | 1 | 1 | 1 | 1 | 1 | 1 | 1 | 1 | 1 | 1 | 1 | 1 | 1 | 1 | 1 | 1 | 1 | 1 | 1 | 1 | 1 | 1 | 1 | 1 | 1 | 0 | 0 |  | 100% | 1 | 1 | 1 | 1 | 1 | 1 | 1 | 1 | 1 | 1 | 1 | 1 | 1 | 1 | 1 | 1 | 1 | 1 | 1 | 1 | 1 | 1 | 1 | 1 | 1 | 1 | 1 | 1 | 1 | 1 | 1 | 0 | 0 |  | 100% | 1 | 1 | 1 | 1 | 1 | 1 | 1 | 1 | 1 | 1 | 1 | 1 | 1 | 1 | 1 | 1 | 1 | 1 | 1 | 1 | 1 | 1 | 1 | 1 | 1 | 1 | 1 | 1 | 1 | 1 | 0 | 0 |  | 100% | 1 | 1 | 1 | 1 | 1 | 1 | 1 | 1 | 1 | 1 | 1 | 1 | 1 | 1 | 1 | 1 | 1 | 1 | 1 | 1 | 1 | 1 | 1 | 1 | 1 | 1 | 1 | 1 | 1 | 1 | 1 | 0 | 0 |  | 100% | 1 | 1 | 1 | 1 | 1 | 1 | 1 | 1 | 1 | 1 | 1 | 1 | 1 | 1 | 1 | 1 | 1 | 1 | 1 | 1 | 1 | 1 | 1 | 1 | 1 | 1 | 1 | 1 | 1 | 1 | 1 | 0 | 0 |  | 100% | 1 | 1 | 1 | 1 | 1 | 1 | 1 | 1 | 1 | 1 | 1 | 1 | 1 | 1 | 1 | 1 | 1 | 1 | 1 | 1 | 1 | 1 | 1 | 1 | 1 | 1 | 1 | 1 | 1 | 1 | 0 | 0 |  | 100% | 1 | 1 | 1 | 1 | 1 | 1 | 1 | 1 | 1 | 1 | 1 | 1 | 1 | 1 | 1 | 1 | 1 | 1 | 1 | 1 | 1 | 1 | 1 | 1 | 1 | 1 | 1 | 1 | 1 | 1 | 1 | 0 | 0 |  | 100% | 1 | 1 | 1 | 1 | 1 | 1 | 1 | 1 | 1 | 1 | 1 | 1 | 1 | 1 | 1 | 1 | 1 | 1 | 1 | 1 | 1 | 1 | 1 | 1 | 1 | 1 | 1 | 1 | 1 | 1 | 0 | 0 |  | 100% | 1 | 1 | 1 | 1 | 1 | 1 | 1 | 1 | 1 | 1 | 1 | 1 | 1 | 1 | 1 | 1 | 1 | 1 | 1 | 1 | 1 | 1 | 1 | 1 | 1 | 1 | 1 | 1 | 1 | 1 | 1 | 0 | 0 |  | 100% | 0 | 0 |  | 100% | bar: 2027-01-01 to 2027-01-31
| POMPE 1 KSB | Pompe 1 eau glacee | CARSAT | BAT 2 parking N-1 GRILLE | CLIMAT | CLIMATISATION | PPECLI | POMPE DISTRIB CLIM | KSB | PDRV2-011 |  | 2017 | 1 | 1 | [31 empty] | 0 | 0 |  | 100% | 1 | 1 | 1 | 1 | 1 | 1 | 1 | 1 | 1 | 1 | 1 | 1 | 1 | 1 | 1 | 1 | 1 | 1 | 1 | 1 | 1 | 1 | 1 | 1 | 1 | 1 | 1 | 1 | 0 | 0 |  | 100% | 1 | 1 | 1 | 1 | 1 | 1 | 1 | 1 | 1 | 1 | 1 | 1 | 1 | 1 | 1 | 1 | 1 | 1 | 1 | 1 | 1 | 1 | 1 | 1 | 1 | 1 | 1 | 1 | 1 | 1 | 1 | 0 | 0 |  | 100% | 1 | 1 | 1 | 1 | 1 | 1 | 1 | 1 | 1 | 1 | 1 | 1 | 1 | 1 | 1 | 1 | 1 | 1 | 1 | 1 | 1 | 1 | 1 | 1 | 1 | 1 | 1 | 1 | 1 | 1 | 0 | 0 |  | 100% | 1 | 1 | 1 | 1 | 1 | 1 | 1 | 1 | 1 | 1 | 1 | 1 | 1 | 1 | 1 | 1 | 1 | 1 | 1 | 1 | 1 | 1 | 1 | 1 | 1 | 1 | 1 | 1 | 1 | 1 | 1 | 0 | 0 |  | 100% | 1 | 1 | 1 | 1 | 1 | 1 | 1 | 1 | 1 | 1 | 1 | 1 | 1 | 1 | 1 | 1 | 1 | 1 | 1 | 1 | 1 | 1 | 1 | 1 | 1 | 1 | 1 | 1 | 1 | 1 | 0 | 0 |  | 100% | 1 | 1 | 1 | 1 | 1 | 1 | 1 | 1 | 1 | 1 | 1 | 1 | 1 | 1 | 1 | 1 | 1 | 1 | 1 | 1 | 1 | 1 | 1 | 1 | 1 | 1 | 1 | 1 | 1 | 1 | 1 | 0 | 0 |  | 100% | 1 | 1 | 1 | 1 | 1 | 1 | 1 | 1 | 1 | 1 | 1 | 1 | 1 | 1 | 1 | 1 | 1 | 1 | 1 | 1 | 1 | 1 | 1 | 1 | 1 | 1 | 1 | 1 | 1 | 1 | 1 | 0 | 0 |  | 100% | 1 | 1 | 1 | 1 | 1 | 1 | 1 | 1 | 1 | 1 | 1 | 1 | 1 | 1 | 1 | 1 | 1 | 1 | 1 | 1 | 1 | 1 | 1 | 1 | 1 | 1 | 1 | 1 | 1 | 1 | 0 | 0 |  | 100% | 1 | 1 | 1 | 1 | 1 | 1 | 1 | 1 | 1 | 1 | 1 | 1 | 1 | 1 | 1 | 1 | 1 | 1 | 1 | 1 | 1 | 1 | 1 | 1 | 1 | 1 | 1 | 1 | 1 | 1 | 1 | 0 | 0 |  | 100% | 1 | 1 | 1 | 1 | 1 | 1 | 1 | 1 | 1 | 1 | 1 | 1 | 1 | 1 | 1 | 1 | 1 | 1 | 1 | 1 | 1 | 1 | 1 | 1 | 1 | 1 | 1 | 1 | 1 | 1 | 0 | 0 |  | 100% | 1 | 1 | 1 | 1 | 1 | 1 | 1 | 1 | 1 | 1 | 1 | 1 | 1 | 1 | 1 | 1 | 1 | 1 | 1 | 1 | 1 | 1 | 1 | 1 | 1 | 1 | 1 | 1 | 1 | 1 | 1 | 0 | 0 |  | 100% | 0 | 0 |  | 100% | bar: 2027-01-01 to 2027-01-31
| POMPE 2 KSB | Pompe 2 eau glacee | CARSAT | BAT 2 parking N-1 GRILLE | CLIMAT | CLIMATISATION | PPECLI | POMPE DISTRIB CLIM | KSB | PDRV2-011 |  | 2017 | 1 | 1 | [31 empty] | 0 | 0 |  | 100% | 1 | 1 | 1 | 1 | 1 | 1 | 1 | 1 | 1 | 1 | 1 | 1 | 1 | 1 | 1 | 1 | 1 | 1 | 1 | 1 | 1 | 1 | 1 | 1 | 1 | 1 | 1 | 1 | 0 | 0 |  | 100% | 1 | 1 | 1 | 1 | 1 | 1 | 1 | 1 | 1 | 1 | 1 | 1 | 1 | 1 | 1 | 1 | 1 | 1 | 1 | 1 | 1 | 1 | 1 | 1 | 1 | 1 | 1 | 1 | 1 | 1 | 1 | 0 | 0 |  | 100% | 1 | 1 | 1 | 1 | 1 | 1 | 1 | 1 | 1 | 1 | 1 | 1 | 1 | 1 | 1 | 1 | 1 | 1 | 1 | 1 | 1 | 1 | 1 | 1 | 1 | 1 | 1 | 1 | 1 | 1 | 0 | 0 |  | 100% | 1 | 1 | 1 | 1 | 1 | 1 | 1 | 1 | 1 | 1 | 1 | 1 | 1 | 1 | 1 | 1 | 1 | 1 | 1 | 1 | 1 | 1 | 1 | 1 | 1 | 1 | 1 | 1 | 1 | 1 | 1 | 0 | 0 |  | 100% | 1 | 1 | 1 | 1 | 1 | 1 | 1 | 1 | 1 | 1 | 1 | 1 | 1 | 1 | 1 | 1 | 1 | 1 | 1 | 1 | 1 | 1 | 1 | 1 | 1 | 1 | 1 | 1 | 1 | 1 | 0 | 0 |  | 100% | 1 | 1 | 1 | 1 | 1 | 1 | 1 | 1 | 1 | 1 | 1 | 1 | 1 | 1 | 1 | 1 | 1 | 1 | 1 | 1 | 1 | 1 | 1 | 1 | 1 | 1 | 1 | 1 | 1 | 1 | 1 | 0 | 0 |  | 100% | 1 | 1 | 1 | 1 | 1 | 1 | 1 | 1 | 1 | 1 | 1 | 1 | 1 | 1 | 1 | 1 | 1 | 1 | 1 | 1 | 1 | 1 | 1 | 1 | 1 | 1 | 1 | 1 | 1 | 1 | 1 | 0 | 0 |  | 100% | 1 | 1 | 1 | 1 | 1 | 1 | 1 | 1 | 1 | 1 | 1 | 1 | 1 | 1 | 1 | 1 | 1 | 1 | 1 | 1 | 1 | 1 | 1 | 1 | 1 | 1 | 1 | 1 | 1 | 1 | 0 | 0 |  | 100% | 1 | 1 | 1 | 1 | 1 | 1 | 1 | 1 | 1 | 1 | 1 | 1 | 1 | 1 | 1 | 1 | 1 | 1 | 1 | 1 | 1 | 1 | 1 | 1 | 1 | 1 | 1 | 1 | 1 | 1 | 1 | 0 | 0 |  | 100% | 1 | 1 | 1 | 1 | 1 | 1 | 1 | 1 | 1 | 1 | 1 | 1 | 1 | 1 | 1 | 1 | 1 | 1 | 1 | 1 | 1 | 1 | 1 | 1 | 1 | 1 | 1 | 1 | 1 | 1 | 0 | 0 |  | 100% | 1 | 1 | 1 | 1 | 1 | 1 | 1 | 1 | 1 | 1 | 1 | 1 | 1 | 1 | 1 | 1 | 1 | 1 | 1 | 1 | 1 | 1 | 1 | 1 | 1 | 1 | 1 | 1 | 1 | 1 | 1 | 0 | 0 |  | 100% | 0 | 0 |  | 100% | bar: 2027-01-01 to 2027-01-31
| VAS EXP | VASE EXPANSION carsat | CARSAT | BAT 2 parking N-1 GRILLE | CLIMAT | CLIMATISATION | PPECLI | POMPE DISTRIB CLIM | VAREM | 100 LITRES |  | 2024 | 1 | 1 | [31 empty] | 0 | 0 |  | 100% | 1 | 1 | 1 | 1 | 1 | 1 | 1 | 1 | 1 | 1 | 1 | 1 | 1 | 1 | 1 | 1 | 1 | 1 | 1 | 1 | 1 | 1 | 1 | 1 | 1 | 1 | 1 | 1 | 0 | 0 |  | 100% | 1 | 1 | 1 | 1 | 1 | 1 | 1 | 1 | 1 | 1 | 1 | 1 | 1 | 1 | 1 | 1 | 1 | 1 | 1 | 1 | 1 | 1 | 1 | 1 | 1 | 1 | 1 | 1 | 1 | 1 | 1 | 0 | 0 |  | 100% | 1 | 1 | 1 | 1 | 1 | 1 | 1 | 1 | 1 | 1 | 1 | 1 | 1 | 1 | 1 | 1 | 1 | 1 | 1 | 1 | 1 | 1 | 1 | 1 | 1 | 1 | 1 | 1 | 1 | 1 | 0 | 0 |  | 100% | 1 | 1 | 1 | 1 | 1 | 1 | 1 | 1 | 1 | 1 | 1 | 1 | 1 | 1 | 1 | 1 | 1 | 1 | 1 | 1 | 1 | 1 | 1 | 1 | 1 | 1 | 1 | 1 | 1 | 1 | 1 | 0 | 0 |  | 100% | 1 | 1 | 1 | 1 | 1 | 1 | 1 | 1 | 1 | 1 | 1 | 1 | 1 | 1 | 1 | 1 | 1 | 1 | 1 | 1 | 1 | 1 | 1 | 1 | 1 | 1 | 1 | 1 | 1 | 1 | 0 | 0 |  | 100% | 1 | 1 | 1 | 1 | 1 | 1 | 1 | 1 | 1 | 1 | 1 | 1 | 1 | 1 | 1 | 1 | 1 | 1 | 1 | 1 | 1 | 1 | 1 | 1 | 1 | 1 | 1 | 1 | 1 | 1 | 1 | 0 | 0 |  | 100% | 1 | 1 | 1 | 1 | 1 | 1 | 1 | 1 | 1 | 1 | 1 | 1 | 1 | 1 | 1 | 1 | 1 | 1 | 1 | 1 | 1 | 1 | 1 | 1 | 1 | 1 | 1 | 1 | 1 | 1 | 1 | 0 | 0 |  | 100% | 1 | 1 | 1 | 1 | 1 | 1 | 1 | 1 | 1 | 1 | 1 | 1 | 1 | 1 | 1 | 1 | 1 | 1 | 1 | 1 | 1 | 1 | 1 | 1 | 1 | 1 | 1 | 1 | 1 | 1 | 0 | 0 |  | 100% | 1 | 1 | 1 | 1 | 1 | 1 | 1 | 1 | 1 | 1 | 1 | 1 | 1 | 1 | 1 | 1 | 1 | 1 | 1 | 1 | 1 | 1 | 1 | 1 | 1 | 1 | 1 | 1 | 1 | 1 | 1 | 0 | 0 |  | 100% | 1 | 1 | 1 | 1 | 1 | 1 | 1 | 1 | 1 | 1 | 1 | 1 | 1 | 1 | 1 | 1 | 1 | 1 | 1 | 1 | 1 | 1 | 1 | 1 | 1 | 1 | 1 | 1 | 1 | 1 | 0 | 0 |  | 100% | 1 | 1 | 1 | 1 | 1 | 1 | 1 | 1 | 1 | 1 | 1 | 1 | 1 | 1 | 1 | 1 | 1 | 1 | 1 | 1 | 1 | 1 | 1 | 1 | 1 | 1 | 1 | 1 | 1 | 1 | 1 | 0 | 0 |  | 100% | 0 | 0 |  | 100% | bar: 2027-01-01 to 2027-01-31
| TRA EAU CLARIFIC | Traitement d eau clarificateur carsat | CARSAT | BAT 2 parking N-1 GRILLE | CLIMAT | CLIMATISATION | PPECLI | POMPE DISTRIB CLIM |  |  |  | 2017 | 2 | 1 | [31 empty] | 0 | 0 |  | 100% | 1 | 1 | 1 | 1 | 1 | 1 | 1 | 1 | 1 | 1 | 1 | 1 | 1 | 1 | 1 | 1 | 1 | 1 | 1 | 1 | 1 | 1 | 1 | 1 | 1 | 1 | 1 | 1 | 0 | 0 |  | 100% | 1 | 1 | 1 | 1 | 1 | 1 | 1 | 1 | 1 | 1 | 1 | 1 | 1 | 1 | 1 | 1 | 1 | 1 | 1 | 1 | 1 | 1 | 1 | 1 | 1 | 1 | 1 | 1 | 1 | 1 | 1 | 0 | 0 |  | 100% | 1 | 1 | 1 | 1 | 1 | 1 | 1 | 1 | 1 | 1 | 1 | 1 | 1 | 1 | 1 | 1 | 1 | 1 | 1 | 1 | 1 | 1 | 1 | 1 | 1 | 1 | 1 | 1 | 1 | 1 | 0 | 0 |  | 100% | 1 | 1 | 1 | 1 | 1 | 1 | 1 | 1 | 1 | 1 | 1 | 1 | 1 | 1 | 1 | 1 | 1 | 1 | 1 | 1 | 1 | 1 | 1 | 1 | 1 | 1 | 1 | 1 | 1 | 1 | 1 | 0 | 0 |  | 100% | 1 | 1 | 1 | 1 | 1 | 1 | 1 | 1 | 1 | 1 | 1 | 1 | 1 | 1 | 1 | 1 | 1 | 1 | 1 | 1 | 1 | 1 | 1 | 1 | 1 | 1 | 1 | 1 | 1 | 1 | 0 | 0 |  | 100% | 1 | 1 | 1 | 1 | 1 | 1 | 1 | 1 | 1 | 1 | 1 | 1 | 1 | 1 | 1 | 1 | 1 | 1 | 1 | 1 | 1 | 1 | 1 | 1 | 1 | 1 | 1 | 1 | 1 | 1 | 1 | 0 | 0 |  | 100% | 1 | 1 | 1 | 1 | 1 | 1 | 1 | 1 | 1 | 1 | 1 | 1 | 1 | 1 | 1 | 1 | 1 | 1 | 1 | 1 | 1 | 1 | 1 | 1 | 1 | 1 | 1 | 1 | 1 | 1 | 1 | 0 | 0 |  | 100% | 1 | 1 | 1 | 1 | 1 | 1 | 1 | 1 | 1 | 1 | 1 | 1 | 1 | 1 | 1 | 1 | 1 | 1 | 1 | 1 | 1 | 1 | 1 | 1 | 1 | 1 | 1 | 1 | 1 | 1 | 0 | 0 |  | 100% | 1 | 1 | 1 | 1 | 1 | 1 | 1 | 1 | 1 | 1 | 1 | 1 | 1 | 1 | 1 | 1 | 1 | 1 | 1 | 1 | 1 | 1 | 1 | 1 | 1 | 1 | 1 | 1 | 1 | 1 | 1 | 0 | 0 |  | 100% | 1 | 1 | 1 | 1 | 1 | 1 | 1 | 1 | 1 | 1 | 1 | 1 | 1 | 1 | 1 | 1 | 1 | 1 | 1 | 1 | 1 | 1 | 1 | 1 | 1 | 1 | 1 | 1 | 1 | 1 | 0 | 0 |  | 100% | 1 | 1 | 1 | 1 | 1 | 1 | 1 | 1 | 1 | 1 | 1 | 1 | 1 | 1 | 1 | 1 | 1 | 1 | 1 | 1 | 1 | 1 | 1 | 1 | 1 | 1 | 1 | 1 | 1 | 1 | 1 | 0 | 0 |  | 100% | 0 | 0 |  | 100% | bar: 2027-01-01 to 2027-01-31
| CPT EG | COMPTEUR ENERGIE EG | CARSAT | BAT 2 parking N-1 GRILLE | CLIMAT | CLIMATISATION | PPECLI | POMPE DISTRIB CLIM | SHARKY DIEHL | TYPE 775 |  | 2017 | 2 | 1 | [31 empty] | 0 | 0 |  | 100% | 1 | 1 | 1 | 1 | 1 | 1 | 1 | 1 | 1 | 1 | 1 | 1 | 1 | 1 | 1 | 1 | 1 | 1 | 1 | 1 | 1 | 1 | 1 | 1 | 1 | 1 | 1 | 1 | 0 | 0 |  | 100% | 1 | 1 | 1 | 1 | 1 | 1 | 1 | 1 | 1 | 1 | 1 | 1 | 1 | 1 | 1 | 1 | 1 | 1 | 1 | 1 | 1 | 1 | 1 | 1 | 1 | 1 | 1 | 1 | 1 | 1 | 1 | 0 | 0 |  | 100% | 1 | 1 | 1 | 1 | 1 | 1 | 1 | 1 | 1 | 1 | 1 | 1 | 1 | 1 | 1 | 1 | 1 | 1 | 1 | 1 | 1 | 1 | 1 | 1 | 1 | 1 | 1 | 1 | 1 | 1 | 0 | 0 |  | 100% | 1 | 1 | 1 | 1 | 1 | 1 | 1 | 1 | 1 | 1 | 1 | 1 | 1 | 1 | 1 | 1 | 1 | 1 | 1 | 1 | 1 | 1 | 1 | 1 | 1 | 1 | 1 | 1 | 1 | 1 | 1 | 0 | 0 |  | 100% | 1 | 1 | 1 | 1 | 1 | 1 | 1 | 1 | 1 | 1 | 1 | 1 | 1 | 1 | 1 | 1 | 1 | 1 | 1 | 1 | 1 | 1 | 1 | 1 | 1 | 1 | 1 | 1 | 1 | 1 | 0 | 0 |  | 100% | 1 | 1 | 1 | 1 | 1 | 1 | 1 | 1 | 1 | 1 | 1 | 1 | 1 | 1 | 1 | 1 | 1 | 1 | 1 | 1 | 1 | 1 | 1 | 1 | 1 | 1 | 1 | 1 | 1 | 1 | 1 | 0 | 0 |  | 100% | 1 | 1 | 1 | 1 | 1 | 1 | 1 | 1 | 1 | 1 | 1 | 1 | 1 | 1 | 1 | 1 | 1 | 1 | 1 | 1 | 1 | 1 | 1 | 1 | 1 | 1 | 1 | 1 | 1 | 1 | 1 | 0 | 0 |  | 100% | 1 | 1 | 1 | 1 | 1 | 1 | 1 | 1 | 1 | 1 | 1 | 1 | 1 | 1 | 1 | 1 | 1 | 1 | 1 | 1 | 1 | 1 | 1 | 1 | 1 | 1 | 1 | 1 | 1 | 1 | 0 | 0 |  | 100% | 1 | 1 | 1 | 1 | 1 | 1 | 1 | 1 | 1 | 1 | 1 | 1 | 1 | 1 | 1 | 1 | 1 | 1 | 1 | 1 | 1 | 1 | 1 | 1 | 1 | 1 | 1 | 1 | 1 | 1 | 1 | 0 | 0 |  | 100% | 1 | 1 | 1 | 1 | 1 | 1 | 1 | 1 | 1 | 1 | 1 | 1 | 1 | 1 | 1 | 1 | 1 | 1 | 1 | 1 | 1 | 1 | 1 | 1 | 1 | 1 | 1 | 1 | 1 | 1 | 0 | 0 |  | 100% | 1 | 1 | 1 | 1 | 1 | 1 | 1 | 1 | 1 | 1 | 1 | 1 | 1 | 1 | 1 | 1 | 1 | 1 | 1 | 1 | 1 | 1 | 1 | 1 | 1 | 1 | 1 | 1 | 1 | 1 | 1 | 0 | 0 |  | 100% | 0 | 0 |  | 100% | bar: 2027-01-01 to 2027-01-31
| TRAI EAU DEGAZ | Traitement d eau Degazeur carsat | CARSAT | BAT 2 parking N-1 GRILLE | CLIMAT | CLIMATISATION | PPECLI | POMPE DISTRIB CLIM | REFLEX | SERVITOR 60 |  | 2017 | 2 | 1 | [31 empty] | 0 | 0 |  | 100% | 1 | 1 | 1 | 1 | 1 | 1 | 1 | 1 | 1 | 1 | 1 | 1 | 1 | 1 | 1 | 1 | 1 | 1 | 1 | 1 | 1 | 1 | 1 | 1 | 1 | 1 | 1 | 1 | 0 | 0 |  | 100% | 1 | 1 | 1 | 1 | 1 | 1 | 1 | 1 | 1 | 1 | 1 | 1 | 1 | 1 | 1 | 1 | 1 | 1 | 1 | 1 | 1 | 1 | 1 | 1 | 1 | 1 | 1 | 1 | 1 | 1 | 1 | 0 | 0 |  | 100% | 1 | 1 | 1 | 1 | 1 | 1 | 1 | 1 | 1 | 1 | 1 | 1 | 1 | 1 | 1 | 1 | 1 | 1 | 1 | 1 | 1 | 1 | 1 | 1 | 1 | 1 | 1 | 1 | 1 | 1 | 0 | 0 |  | 100% | 1 | 1 | 1 | 1 | 1 | 1 | 1 | 1 | 1 | 1 | 1 | 1 | 1 | 1 | 1 | 1 | 1 | 1 | 1 | 1 | 1 | 1 | 1 | 1 | 1 | 1 | 1 | 1 | 1 | 1 | 1 | 0 | 0 |  | 100% | 1 | 1 | 1 | 1 | 1 | 1 | 1 | 1 | 1 | 1 | 1 | 1 | 1 | 1 | 1 | 1 | 1 | 1 | 1 | 1 | 1 | 1 | 1 | 1 | 1 | 1 | 1 | 1 | 1 | 1 | 0 | 0 |  | 100% | 1 | 1 | 1 | 1 | 1 | 1 | 1 | 1 | 1 | 1 | 1 | 1 | 1 | 1 | 1 | 1 | 1 | 1 | 1 | 1 | 1 | 1 | 1 | 1 | 1 | 1 | 1 | 1 | 1 | 1 | 1 | 0 | 0 |  | 100% | 1 | 1 | 1 | 1 | 1 | 1 | 1 | 1 | 1 | 1 | 1 | 1 | 1 | 1 | 1 | 1 | 1 | 1 | 1 | 1 | 1 | 1 | 1 | 1 | 1 | 1 | 1 | 1 | 1 | 1 | 1 | 0 | 0 |  | 100% | 1 | 1 | 1 | 1 | 1 | 1 | 1 | 1 | 1 | 1 | 1 | 1 | 1 | 1 | 1 | 1 | 1 | 1 | 1 | 1 | 1 | 1 | 1 | 1 | 1 | 1 | 1 | 1 | 1 | 1 | 0 | 0 |  | 100% | 1 | 1 | 1 | 1 | 1 | 1 | 1 | 1 | 1 | 1 | 1 | 1 | 1 | 1 | 1 | 1 | 1 | 1 | 1 | 1 | 1 | 1 | 1 | 1 | 1 | 1 | 1 | 1 | 1 | 1 | 1 | 0 | 0 |  | 100% | 1 | 1 | 1 | 1 | 1 | 1 | 1 | 1 | 1 | 1 | 1 | 1 | 1 | 1 | 1 | 1 | 1 | 1 | 1 | 1 | 1 | 1 | 1 | 1 | 1 | 1 | 1 | 1 | 1 | 1 | 0 | 0 |  | 100% | 1 | 1 | 1 | 1 | 1 | 1 | 1 | 1 | 1 | 1 | 1 | 1 | 1 | 1 | 1 | 1 | 1 | 1 | 1 | 1 | 1 | 1 | 1 | 1 | 1 | 1 | 1 | 1 | 1 | 1 | 1 | 0 | 0 |  | 100% | 0 | 0 |  | 100% | bar: 2027-01-01 to 2027-01-31
| ENS VC+CASSETTE | VENTILO CONVECTEUR N-1 LOCAL BATTERIE | CARSAT | BAT 2 parking N-1 | CLIMAT | CLIMATISATION | CASCLI | CLIMATISEUR/ CASSETTE A EG | CIAT |  |  |  | 2 | 1 | [31 empty] | 0 | 0 |  | 100% | 1 | 1 | 1 | 1 | 1 | 1 | 1 | 1 | 1 | 1 | 1 | 1 | 1 | 1 | 1 | 1 | 1 | 1 | 1 | 1 | 1 | 1 | 1 | 1 | 1 | 1 | 1 | 1 | 0 | 0 |  | 100% | 1 | 1 | 1 | 1 | 1 | 1 | 1 | 1 | 1 | 1 | 1 | 1 | 1 | 1 | 1 | 1 | 1 | 1 | 1 | 1 | 1 | 1 | 1 | 1 | 1 | 1 | 1 | 1 | 1 | 1 | 1 | 0 | 0 |  | 100% | 1 | 1 | 1 | 1 | 1 | 1 | 1 | 1 | 1 | 1 | 1 | 1 | 1 | 1 | 1 | 1 | 1 | 1 | 1 | 1 | 1 | 1 | 1 | 1 | 1 | 1 | 1 | 1 | 1 | 1 | 0 | 0 |  | 100% | 1 | 1 | 1 | 1 | 1 | 1 | 1 | 1 | 1 | 1 | 1 | 1 | 1 | 1 | 1 | 1 | 1 | 1 | 1 | 1 | 1 | 1 | 1 | 1 | 1 | 1 | 1 | 1 | 1 | 1 | 1 | 0 | 0 |  | 100% | 1 | 1 | 1 | 1 | 1 | 1 | 1 | 1 | 1 | 1 | 1 | 1 | 1 | 1 | 1 | 1 | 1 | 1 | 1 | 1 | 1 | 1 | 1 | 1 | 1 | 1 | 1 | 1 | 1 | 1 | 0 | 0 |  | 100% | 1 | 1 | 1 | 1 | 1 | 1 | 1 | 1 | 1 | 1 | 1 | 1 | 1 | 1 | 1 | 1 | 1 | 1 | 1 | 1 | 1 | 1 | 1 | 1 | 1 | 1 | 1 | 1 | 1 | 1 | 1 | 0 | 0 |  | 100% | 1 | 1 | 1 | 1 | 1 | 1 | 1 | 1 | 1 | 1 | 1 | 1 | 1 | 1 | 1 | 1 | 1 | 1 | 1 | 1 | 1 | 1 | 1 | 1 | 1 | 1 | 1 | 1 | 1 | 1 | 1 | 0 | 0 |  | 100% | 1 | 1 | 1 | 1 | 1 | 1 | 1 | 1 | 1 | 1 | 1 | 1 | 1 | 1 | 1 | 1 | 1 | 1 | 1 | 1 | 1 | 1 | 1 | 1 | 1 | 1 | 1 | 1 | 1 | 1 | 0 | 0 |  | 100% | 1 | 1 | 1 | 1 | 1 | 1 | 1 | 1 | 1 | 1 | 1 | 1 | 1 | 1 | 1 | 1 | 1 | 1 | 1 | 1 | 1 | 1 | 1 | 1 | 1 | 1 | 1 | 1 | 1 | 1 | 1 | 0 | 0 |  | 100% | 1 | 1 | 1 | 1 | 1 | 1 | 1 | 1 | 1 | 1 | 1 | 1 | 1 | 1 | 1 | 1 | 1 | 1 | 1 | 1 | 1 | 1 | 1 | 1 | 1 | 1 | 1 | 1 | 1 | 1 | 0 | 0 |  | 100% | 1 | 1 | 1 | 1 | 1 | 1 | 1 | 1 | 1 | 1 | 1 | 1 | 1 | 1 | 1 | 1 | 1 | 1 | 1 | 1 | 1 | 1 | 1 | 1 | 1 | 1 | 1 | 1 | 1 | 1 | 1 | 0 | 0 |  | 100% | 0 | 0 |  | 100% | bar: 2027-01-01 to 2027-01-31
| ENS BOUCHE | ENSEMBLE BOUCHE N-1+RDJ | CARSAT | BAT 2 parking N-1 | CLIMAT | CLIMATISATION | [6 empty] | 2 | 1 | [31 empty] | 0 | 0 |  | 100% | 1 | 1 | 1 | 1 | 1 | 1 | 1 | 1 | 1 | 1 | 1 | 1 | 1 | 1 | 1 | 1 | 1 | 1 | 1 | 1 | 1 | 1 | 1 | 1 | 1 | 1 | 1 | 1 | 0 | 0 |  | 100% | 1 | 1 | 1 | 1 | 1 | 1 | 1 | 1 | 1 | 1 | 1 | 1 | 1 | 1 | 1 | 1 | 1 | 1 | 1 | 1 | 1 | 1 | 1 | 1 | 1 | 1 | 1 | 1 | 1 | 1 | 1 | 0 | 0 |  | 100% | 1 | 1 | 1 | 1 | 1 | 1 | 1 | 1 | 1 | 1 | 1 | 1 | 1 | 1 | 1 | 1 | 1 | 1 | 1 | 1 | 1 | 1 | 1 | 1 | 1 | 1 | 1 | 1 | 1 | 1 | 0 | 0 |  | 100% | 1 | 1 | 1 | 1 | 1 | 1 | 1 | 1 | 1 | 1 | 1 | 1 | 1 | 1 | 1 | 1 | 1 | 1 | 1 | 1 | 1 | 1 | 1 | 1 | 1 | 1 | 1 | 1 | 1 | 1 | 1 | 0 | 0 |  | 100% | 1 | 1 | 1 | 1 | 1 | 1 | 1 | 1 | 1 | 1 | 1 | 1 | 1 | 1 | 1 | 1 | 1 | 1 | 1 | 1 | 1 | 1 | 1 | 1 | 1 | 1 | 1 | 1 | 1 | 1 | 0 | 0 |  | 100% | 1 | 1 | 1 | 1 | 1 | 1 | 1 | 1 | 1 | 1 | 1 | 1 | 1 | 1 | 1 | 1 | 1 | 1 | 1 | 1 | 1 | 1 | 1 | 1 | 1 | 1 | 1 | 1 | 1 | 1 | 1 | 0 | 0 |  | 100% | 1 | 1 | 1 | 1 | 1 | 1 | 1 | 1 | 1 | 1 | 1 | 1 | 1 | 1 | 1 | 1 | 1 | 1 | 1 | 1 | 1 | 1 | 1 | 1 | 1 | 1 | 1 | 1 | 1 | 1 | 1 | 0 | 0 |  | 100% | 1 | 1 | 1 | 1 | 1 | 1 | 1 | 1 | 1 | 1 | 1 | 1 | 1 | 1 | 1 | 1 | 1 | 1 | 1 | 1 | 1 | 1 | 1 | 1 | 1 | 1 | 1 | 1 | 1 | 1 | 0 | 0 |  | 100% | 1 | 1 | 1 | 1 | 1 | 1 | 1 | 1 | 1 | 1 | 1 | 1 | 1 | 1 | 1 | 1 | 1 | 1 | 1 | 1 | 1 | 1 | 1 | 1 | 1 | 1 | 1 | 1 | 1 | 1 | 1 | 0 | 0 |  | 100% | 1 | 1 | 1 | 1 | 1 | 1 | 1 | 1 | 1 | 1 | 1 | 1 | 1 | 1 | 1 | 1 | 1 | 1 | 1 | 1 | 1 | 1 | 1 | 1 | 1 | 1 | 1 | 1 | 1 | 1 | 0 | 0 |  | 100% | 1 | 1 | 1 | 1 | 1 | 1 | 1 | 1 | 1 | 1 | 1 | 1 | 1 | 1 | 1 | 1 | 1 | 1 | 1 | 1 | 1 | 1 | 1 | 1 | 1 | 1 | 1 | 1 | 1 | 1 | 1 | 0 | 0 |  | 100% | 0 | 0 |  | 100% | bar: 2027-01-01 to 2027-01-31
| EXTRACTEUR | EXTRACTEUR LOCAL ONDULEUR RDJ | CARSAT | BAT 2 parking N-1 | CLIMAT | CLIMATISATION | EXT | EXTRACTEUR (VMC) | SP | TD-350/125 E5 |  | 2020 | 2 | 1 | [31 empty] | 0 | 0 |  | 100% | 1 | 1 | 1 | 1 | 1 | 1 | 1 | 1 | 1 | 1 | 1 | 1 | 1 | 1 | 1 | 1 | 1 | 1 | 1 | 1 | 1 | 1 | 1 | 1 | 1 | 1 | 1 | 1 | 0 | 0 |  | 100% | 1 | 1 | 1 | 1 | 1 | 1 | 1 | 1 | 1 | 1 | 1 | 1 | 1 | 1 | 1 | 1 | 1 | 1 | 1 | 1 | 1 | 1 | 1 | 1 | 1 | 1 | 1 | 1 | 1 | 1 | 1 | 0 | 0 |  | 100% | 1 | 1 | 1 | 1 | 1 | 1 | 1 | 1 | 1 | 1 | 1 | 1 | 1 | 1 | 1 | 1 | 1 | 1 | 1 | 1 | 1 | 1 | 1 | 1 | 1 | 1 | 1 | 1 | 1 | 1 | 0 | 0 |  | 100% | 1 | 1 | 1 | 1 | 1 | 1 | 1 | 1 | 1 | 1 | 1 | 1 | 1 | 1 | 1 | 1 | 1 | 1 | 1 | 1 | 1 | 1 | 1 | 1 | 1 | 1 | 1 | 1 | 1 | 1 | 1 | 0 | 0 |  | 100% | 1 | 1 | 1 | 1 | 1 | 1 | 1 | 1 | 1 | 1 | 1 | 1 | 1 | 1 | 1 | 1 | 1 | 1 | 1 | 1 | 1 | 1 | 1 | 1 | 1 | 1 | 1 | 1 | 1 | 1 | 0 | 0 |  | 100% | 1 | 1 | 1 | 1 | 1 | 1 | 1 | 1 | 1 | 1 | 1 | 1 | 1 | 1 | 1 | 1 | 1 | 1 | 1 | 1 | 1 | 1 | 1 | 1 | 1 | 1 | 1 | 1 | 1 | 1 | 1 | 0 | 0 |  | 100% | 1 | 1 | 1 | 1 | 1 | 1 | 1 | 1 | 1 | 1 | 1 | 1 | 1 | 1 | 1 | 1 | 1 | 1 | 1 | 1 | 1 | 1 | 1 | 1 | 1 | 1 | 1 | 1 | 1 | 1 | 1 | 0 | 0 |  | 100% | 1 | 1 | 1 | 1 | 1 | 1 | 1 | 1 | 1 | 1 | 1 | 1 | 1 | 1 | 1 | 1 | 1 | 1 | 1 | 1 | 1 | 1 | 1 | 1 | 1 | 1 | 1 | 1 | 1 | 1 | 0 | 0 |  | 100% | 1 | 1 | 1 | 1 | 1 | 1 | 1 | 1 | 1 | 1 | 1 | 1 | 1 | 1 | 1 | 1 | 1 | 1 | 1 | 1 | 1 | 1 | 1 | 1 | 1 | 1 | 1 | 1 | 1 | 1 | 1 | 0 | 0 |  | 100% | 1 | 1 | 1 | 1 | 1 | 1 | 1 | 1 | 1 | 1 | 1 | 1 | 1 | 1 | 1 | 1 | 1 | 1 | 1 | 1 | 1 | 1 | 1 | 1 | 1 | 1 | 1 | 1 | 1 | 1 | 0 | 0 |  | 100% | 1 | 1 | 1 | 1 | 1 | 1 | 1 | 1 | 1 | 1 | 1 | 1 | 1 | 1 | 1 | 1 | 1 | 1 | 1 | 1 | 1 | 1 | 1 | 1 | 1 | 1 | 1 | 1 | 1 | 1 | 1 | 0 | 0 |  | 100% | 0 | 0 |  | 100% | bar: 2027-01-01 to 2027-01-31
| EXTRACTEUR | EXTRACTEUR LOCAL ONDULEUR PARKING N-1 | CARSAT | BAT 2 parking N-1 | CLIMAT | CLIMATISATION | EXT | EXTRACTEUR (VMC) | ATLANTIC | AX125BC |  |  | 2 | 1 | [31 empty] | 0 | 0 |  | 100% | 1 | 1 | 1 | 1 | 1 | 1 | 1 | 1 | 1 | 1 | 1 | 1 | 1 | 1 | 1 | 1 | 1 | 1 | 1 | 1 | 1 | 1 | 1 | 1 | 1 | 1 | 1 | 1 | 0 | 0 |  | 100% | 1 | 1 | 1 | 1 | 1 | 1 | 1 | 1 | 1 | 1 | 1 | 1 | 1 | 1 | 1 | 1 | 1 | 1 | 1 | 1 | 1 | 1 | 1 | 1 | 1 | 1 | 1 | 1 | 1 | 1 | 1 | 0 | 0 |  | 100% | 1 | 1 | 1 | 1 | 1 | 1 | 1 | 1 | 1 | 1 | 1 | 1 | 1 | 1 | 1 | 1 | 1 | 1 | 1 | 1 | 1 | 1 | 1 | 1 | 1 | 1 | 1 | 1 | 1 | 1 | 0 | 0 |  | 100% | 1 | 1 | 1 | 1 | 1 | 1 | 1 | 1 | 1 | 1 | 1 | 1 | 1 | 1 | 1 | 1 | 1 | 1 | 1 | 1 | 1 | 1 | 1 | 1 | 1 | 1 | 1 | 1 | 1 | 1 | 1 | 0 | 0 |  | 100% | 1 | 1 | 1 | 1 | 1 | 1 | 1 | 1 | 1 | 1 | 1 | 1 | 1 | 1 | 1 | 1 | 1 | 1 | 1 | 1 | 1 | 1 | 1 | 1 | 1 | 1 | 1 | 1 | 1 | 1 | 0 | 0 |  | 100% | 1 | 1 | 1 | 1 | 1 | 1 | 1 | 1 | 1 | 1 | 1 | 1 | 1 | 1 | 1 | 1 | 1 | 1 | 1 | 1 | 1 | 1 | 1 | 1 | 1 | 1 | 1 | 1 | 1 | 1 | 1 | 0 | 0 |  | 100% | 1 | 1 | 1 | 1 | 1 | 1 | 1 | 1 | 1 | 1 | 1 | 1 | 1 | 1 | 1 | 1 | 1 | 1 | 1 | 1 | 1 | 1 | 1 | 1 | 1 | 1 | 1 | 1 | 1 | 1 | 1 | 0 | 0 |  | 100% | 1 | 1 | 1 | 1 | 1 | 1 | 1 | 1 | 1 | 1 | 1 | 1 | 1 | 1 | 1 | 1 | 1 | 1 | 1 | 1 | 1 | 1 | 1 | 1 | 1 | 1 | 1 | 1 | 1 | 1 | 0 | 0 |  | 100% | 1 | 1 | 1 | 1 | 1 | 1 | 1 | 1 | 1 | 1 | 1 | 1 | 1 | 1 | 1 | 1 | 1 | 1 | 1 | 1 | 1 | 1 | 1 | 1 | 1 | 1 | 1 | 1 | 1 | 1 | 1 | 0 | 0 |  | 100% | 1 | 1 | 1 | 1 | 1 | 1 | 1 | 1 | 1 | 1 | 1 | 1 | 1 | 1 | 1 | 1 | 1 | 1 | 1 | 1 | 1 | 1 | 1 | 1 | 1 | 1 | 1 | 1 | 1 | 1 | 0 | 0 |  | 100% | 1 | 1 | 1 | 1 | 1 | 1 | 1 | 1 | 1 | 1 | 1 | 1 | 1 | 1 | 1 | 1 | 1 | 1 | 1 | 1 | 1 | 1 | 1 | 1 | 1 | 1 | 1 | 1 | 1 | 1 | 1 | 0 | 0 |  | 100% | 0 | 0 |  | 100% | bar: 2027-01-01 to 2027-01-31
| EXTRACTEUR | EXTRACTEUR LOCAL GE | CARSAT | BAT 2 parking N-1 | CLIMAT | CLIMATISATION | EXT | EXTRACTEUR (VMC) |  |  |  |  | 2 | 1 | [31 empty] | 0 | 0 |  | 100% | 1 | 1 | 1 | 1 | 1 | 1 | 1 | 1 | 1 | 1 | 1 | 1 | 1 | 1 | 1 | 1 | 1 | 1 | 1 | 1 | 1 | 1 | 1 | 1 | 1 | 1 | 1 | 1 | 0 | 0 |  | 100% | 1 | 1 | 1 | 1 | 1 | 1 | 1 | 1 | 1 | 1 | 1 | 1 | 1 | 1 | 1 | 1 | 1 | 1 | 1 | 1 | 1 | 1 | 1 | 1 | 1 | 1 | 1 | 1 | 1 | 1 | 1 | 0 | 0 |  | 100% | 1 | 1 | 1 | 1 | 1 | 1 | 1 | 1 | 1 | 1 | 1 | 1 | 1 | 1 | 1 | 1 | 1 | 1 | 1 | 1 | 1 | 1 | 1 | 1 | 1 | 1 | 1 | 1 | 1 | 1 | 0 | 0 |  | 100% | 1 | 1 | 1 | 1 | 1 | 1 | 1 | 1 | 1 | 1 | 1 | 1 | 1 | 1 | 1 | 1 | 1 | 1 | 1 | 1 | 1 | 1 | 1 | 1 | 1 | 1 | 1 | 1 | 1 | 1 | 1 | 0 | 0 |  | 100% | 1 | 1 | 1 | 1 | 1 | 1 | 1 | 1 | 1 | 1 | 1 | 1 | 1 | 1 | 1 | 1 | 1 | 1 | 1 | 1 | 1 | 1 | 1 | 1 | 1 | 1 | 1 | 1 | 1 | 1 | 0 | 0 |  | 100% | 1 | 1 | 1 | 1 | 1 | 1 | 1 | 1 | 1 | 1 | 1 | 1 | 1 | 1 | 1 | 1 | 1 | 1 | 1 | 1 | 1 | 1 | 1 | 1 | 1 | 1 | 1 | 1 | 1 | 1 | 1 | 0 | 0 |  | 100% | 1 | 1 | 1 | 1 | 1 | 1 | 1 | 1 | 1 | 1 | 1 | 1 | 1 | 1 | 1 | 1 | 1 | 1 | 1 | 1 | 1 | 1 | 1 | 1 | 1 | 1 | 1 | 1 | 1 | 1 | 1 | 0 | 0 |  | 100% | 1 | 1 | 1 | 1 | 1 | 1 | 1 | 1 | 1 | 1 | 1 | 1 | 1 | 1 | 1 | 1 | 1 | 1 | 1 | 1 | 1 | 1 | 1 | 1 | 1 | 1 | 1 | 1 | 1 | 1 | 0 | 0 |  | 100% | 1 | 1 | 1 | 1 | 1 | 1 | 1 | 1 | 1 | 1 | 1 | 1 | 1 | 1 | 1 | 1 | 1 | 1 | 1 | 1 | 1 | 1 | 1 | 1 | 1 | 1 | 1 | 1 | 1 | 1 | 1 | 0 | 0 |  | 100% | 1 | 1 | 1 | 1 | 1 | 1 | 1 | 1 | 1 | 1 | 1 | 1 | 1 | 1 | 1 | 1 | 1 | 1 | 1 | 1 | 1 | 1 | 1 | 1 | 1 | 1 | 1 | 1 | 1 | 1 | 0 | 0 |  | 100% | 1 | 1 | 1 | 1 | 1 | 1 | 1 | 1 | 1 | 1 | 1 | 1 | 1 | 1 | 1 | 1 | 1 | 1 | 1 | 1 | 1 | 1 | 1 | 1 | 1 | 1 | 1 | 1 | 1 | 1 | 1 | 0 | 0 |  | 100% | 0 | 0 |  | 100% | bar: 2027-01-01 to 2027-01-31
| EXTRACTEUR | EXTRACTEUR LOCAL LOCAL BATTERIE PARKING N-1 | CARSAT | BAT 2 parking N-1 | CLIMAT | CLIMATISATION | EXT | EXTRACTEUR (VMC) | ATLANTIC | AX125BC |  |  | 2 | 1 | [31 empty] | 0 | 0 |  | 100% | 1 | 1 | 1 | 1 | 1 | 1 | 1 | 1 | 1 | 1 | 1 | 1 | 1 | 1 | 1 | 1 | 1 | 1 | 1 | 1 | 1 | 1 | 1 | 1 | 1 | 1 | 1 | 1 | 0 | 0 |  | 100% | 1 | 1 | 1 | 1 | 1 | 1 | 1 | 1 | 1 | 1 | 1 | 1 | 1 | 1 | 1 | 1 | 1 | 1 | 1 | 1 | 1 | 1 | 1 | 1 | 1 | 1 | 1 | 1 | 1 | 1 | 1 | 0 | 0 |  | 100% | 1 | 1 | 1 | 1 | 1 | 1 | 1 | 1 | 1 | 1 | 1 | 1 | 1 | 1 | 1 | 1 | 1 | 1 | 1 | 1 | 1 | 1 | 1 | 1 | 1 | 1 | 1 | 1 | 1 | 1 | 0 | 0 |  | 100% | 1 | 1 | 1 | 1 | 1 | 1 | 1 | 1 | 1 | 1 | 1 | 1 | 1 | 1 | 1 | 1 | 1 | 1 | 1 | 1 | 1 | 1 | 1 | 1 | 1 | 1 | 1 | 1 | 1 | 1 | 1 | 0 | 0 |  | 100% | 1 | 1 | 1 | 1 | 1 | 1 | 1 | 1 | 1 | 1 | 1 | 1 | 1 | 1 | 1 | 1 | 1 | 1 | 1 | 1 | 1 | 1 | 1 | 1 | 1 | 1 | 1 | 1 | 1 | 1 | 0 | 0 |  | 100% | 1 | 1 | 1 | 1 | 1 | 1 | 1 | 1 | 1 | 1 | 1 | 1 | 1 | 1 | 1 | 1 | 1 | 1 | 1 | 1 | 1 | 1 | 1 | 1 | 1 | 1 | 1 | 1 | 1 | 1 | 1 | 0 | 0 |  | 100% | 1 | 1 | 1 | 1 | 1 | 1 | 1 | 1 | 1 | 1 | 1 | 1 | 1 | 1 | 1 | 1 | 1 | 1 | 1 | 1 | 1 | 1 | 1 | 1 | 1 | 1 | 1 | 1 | 1 | 1 | 1 | 0 | 0 |  | 100% | 1 | 1 | 1 | 1 | 1 | 1 | 1 | 1 | 1 | 1 | 1 | 1 | 1 | 1 | 1 | 1 | 1 | 1 | 1 | 1 | 1 | 1 | 1 | 1 | 1 | 1 | 1 | 1 | 1 | 1 | 0 | 0 |  | 100% | 1 | 1 | 1 | 1 | 1 | 1 | 1 | 1 | 1 | 1 | 1 | 1 | 1 | 1 | 1 | 1 | 1 | 1 | 1 | 1 | 1 | 1 | 1 | 1 | 1 | 1 | 1 | 1 | 1 | 1 | 1 | 0 | 0 |  | 100% | 1 | 1 | 1 | 1 | 1 | 1 | 1 | 1 | 1 | 1 | 1 | 1 | 1 | 1 | 1 | 1 | 1 | 1 | 1 | 1 | 1 | 1 | 1 | 1 | 1 | 1 | 1 | 1 | 1 | 1 | 0 | 0 |  | 100% | 1 | 1 | 1 | 1 | 1 | 1 | 1 | 1 | 1 | 1 | 1 | 1 | 1 | 1 | 1 | 1 | 1 | 1 | 1 | 1 | 1 | 1 | 1 | 1 | 1 | 1 | 1 | 1 | 1 | 1 | 1 | 0 | 0 |  | 100% | 0 | 0 |  | 100% | bar: 2027-01-01 to 2027-01-31
| COF ÉLEC. PPE EG | Coffret électrique Pompes EG | CARSAT | BAT 2 LOCAL CARSAT N-1 | CLIMAT | CLIMATISATION | ARMCLI | ARMOIRE / COFFRET ELECTRIQUE |  |  |  |  | 1 | 1 | [31 empty] | 0 | 0 |  | 100% | 1 | 1 | 1 | 1 | 1 | 1 | 1 | 1 | 1 | 1 | 1 | 1 | 1 | 1 | 1 | 1 | 1 | 1 | 1 | 1 | 1 | 1 | 1 | 1 | 1 | 1 | 1 | 1 | 0 | 0 |  | 100% | 1 | 1 | 1 | 1 | 1 | 1 | 1 | 1 | 1 | 1 | 1 | 1 | 1 | 1 | 1 | 1 | 1 | 1 | 1 | 1 | 1 | 1 | 1 | 1 | 1 | 1 | 1 | 1 | 1 | 1 | 1 | 0 | 0 |  | 100% | 1 | 1 | 1 | 1 | 1 | 1 | 1 | 1 | 1 | 1 | 1 | 1 | 1 | 1 | 1 | 1 | 1 | 1 | 1 | 1 | 1 | 1 | 1 | 1 | 1 | 1 | 1 | 1 | 1 | 1 | 0 | 0 |  | 100% | 1 | 1 | 1 | 1 | 1 | 1 | 1 | 1 | 1 | 1 | 1 | 1 | 1 | 1 | 1 | 1 | 1 | 1 | 1 | 1 | 1 | 1 | 1 | 1 | 1 | 1 | 1 | 1 | 1 | 1 | 1 | 0 | 0 |  | 100% | 1 | 1 | 1 | 1 | 1 | 1 | 1 | 1 | 1 | 1 | 1 | 1 | 1 | 1 | 1 | 1 | 1 | 1 | 1 | 1 | 1 | 1 | 1 | 1 | 1 | 1 | 1 | 1 | 1 | 1 | 0 | 0 |  | 100% | 1 | 1 | 1 | 1 | 1 | 1 | 1 | 1 | 1 | 1 | 1 | 1 | 1 | 1 | 1 | 1 | 1 | 1 | 1 | 1 | 1 | 1 | 1 | 1 | 1 | 1 | 1 | 1 | 1 | 1 | 1 | 0 | 0 |  | 100% | 1 | 1 | 1 | 1 | 1 | 1 | 1 | 1 | 1 | 1 | 1 | 1 | 1 | 1 | 1 | 1 | 1 | 1 | 1 | 1 | 1 | 1 | 1 | 1 | 1 | 1 | 1 | 1 | 1 | 1 | 1 | 0 | 0 |  | 100% | 1 | 1 | 1 | 1 | 1 | 1 | 1 | 1 | 1 | 1 | 1 | 1 | 1 | 1 | 1 | 1 | 1 | 1 | 1 | 1 | 1 | 1 | 1 | 1 | 1 | 1 | 1 | 1 | 1 | 1 | 0 | 0 |  | 100% | 1 | 1 | 1 | 1 | 1 | 1 | 1 | 1 | 1 | 1 | 1 | 1 | 1 | 1 | 1 | 1 | 1 | 1 | 1 | 1 | 1 | 1 | 1 | 1 | 1 | 1 | 1 | 1 | 1 | 1 | 1 | 0 | 0 |  | 100% | 1 | 1 | 1 | 1 | 1 | 1 | 1 | 1 | 1 | 1 | 1 | 1 | 1 | 1 | 1 | 1 | 1 | 1 | 1 | 1 | 1 | 1 | 1 | 1 | 1 | 1 | 1 | 1 | 1 | 1 | 0 | 0 |  | 100% | 1 | 1 | 1 | 1 | 1 | 1 | 1 | 1 | 1 | 1 | 1 | 1 | 1 | 1 | 1 | 1 | 1 | 1 | 1 | 1 | 1 | 1 | 1 | 1 | 1 | 1 | 1 | 1 | 1 | 1 | 1 | 0 | 0 |  | 100% | 0 | 0 |  | 100% | bar: 2027-01-01 to 2027-01-31
| ARM ÉLEC. GF | Armoire AUXLIAIRE GTC WAGO groupe froid | CARSAT | BAT 2 ENCLOS EXTERIEUR | CLIMAT | CLIMATISATION | ARMCLI | ARMOIRE / COFFRET ELECTRIQUE |  |  |  |  | 1 | 1 | [31 empty] | 0 | 0 |  | 100% | 1 | 1 | 1 | 1 | 1 | 1 | 1 | 1 | 1 | 1 | 1 | 1 | 1 | 1 | 1 | 1 | 1 | 1 | 1 | 1 | 1 | 1 | 1 | 1 | 1 | 1 | 1 | 1 | 0 | 0 |  | 100% | 1 | 1 | 1 | 1 | 1 | 1 | 1 | 1 | 1 | 1 | 1 | 1 | 1 | 1 | 1 | 1 | 1 | 1 | 1 | 1 | 1 | 1 | 1 | 1 | 1 | 1 | 1 | 1 | 1 | 1 | 1 | 0 | 0 |  | 100% | 1 | 1 | 1 | 1 | 1 | 1 | 1 | 1 | 1 | 1 | 1 | 1 | 1 | 1 | 1 | 1 | 1 | 1 | 1 | 1 | 1 | 1 | 1 | 1 | 1 | 1 | 1 | 1 | 1 | 1 | 0 | 0 |  | 100% | 1 | 1 | 1 | 1 | 1 | 1 | 1 | 1 | 1 | 1 | 1 | 1 | 1 | 1 | 1 | 1 | 1 | 1 | 1 | 1 | 1 | 1 | 1 | 1 | 1 | 1 | 1 | 1 | 1 | 1 | 1 | 0 | 0 |  | 100% | 1 | 1 | 1 | 1 | 1 | 1 | 1 | 1 | 1 | 1 | 1 | 1 | 1 | 1 | 1 | 1 | 1 | 1 | 1 | 1 | 1 | 1 | 1 | 1 | 1 | 1 | 1 | 1 | 1 | 1 | 0 | 0 |  | 100% | 1 | 1 | 1 | 1 | 1 | 1 | 1 | 1 | 1 | 1 | 1 | 1 | 1 | 1 | 1 | 1 | 1 | 1 | 1 | 1 | 1 | 1 | 1 | 1 | 1 | 1 | 1 | 1 | 1 | 1 | 1 | 0 | 0 |  | 100% | 1 | 1 | 1 | 1 | 1 | 1 | 1 | 1 | 1 | 1 | 1 | 1 | 1 | 1 | 1 | 1 | 1 | 1 | 1 | 1 | 1 | 1 | 1 | 1 | 1 | 1 | 1 | 1 | 1 | 1 | 1 | 0 | 0 |  | 100% | 1 | 1 | 1 | 1 | 1 | 1 | 1 | 1 | 1 | 1 | 1 | 1 | 1 | 1 | 1 | 1 | 1 | 1 | 1 | 1 | 1 | 1 | 1 | 1 | 1 | 1 | 1 | 1 | 1 | 1 | 0 | 0 |  | 100% | 1 | 1 | 1 | 1 | 1 | 1 | 1 | 1 | 1 | 1 | 1 | 1 | 1 | 1 | 1 | 1 | 1 | 1 | 1 | 1 | 1 | 1 | 1 | 1 | 1 | 1 | 1 | 1 | 1 | 1 | 1 | 0 | 0 |  | 100% | 1 | 1 | 1 | 1 | 1 | 1 | 1 | 1 | 1 | 1 | 1 | 1 | 1 | 1 | 1 | 1 | 1 | 1 | 1 | 1 | 1 | 1 | 1 | 1 | 1 | 1 | 1 | 1 | 1 | 1 | 0 | 0 |  | 100% | 1 | 1 | 1 | 1 | 1 | 1 | 1 | 1 | 1 | 1 | 1 | 1 | 1 | 1 | 1 | 1 | 1 | 1 | 1 | 1 | 1 | 1 | 1 | 1 | 1 | 1 | 1 | 1 | 1 | 1 | 1 | 0 | 0 |  | 100% | 0 | 0 |  | 100% | bar: 2027-01-01 to 2027-01-31
LISTING COURANT FORT BAT 2 | [45 empty] | 0 | 0 |  | 100% | 1 | 1 | 1 | 1 | 1 | 1 | 1 | 1 | 1 | 1 | 1 | 1 | 1 | 1 | 1 | 1 | 1 | 1 | 1 | 1 | 1 | 1 | 1 | 1 | 1 | 1 | 1 | 1 | 0 | 0 |  | 100% | 1 | 1 | 1 | 1 | 1 | 1 | 1 | 1 | 1 | 1 | 1 | 1 | 1 | 1 | 1 | 1 | 1 | 1 | 1 | 1 | 1 | 1 | 1 | 1 | 1 | 1 | 1 | 1 | 1 | 1 | 1 | 0 | 0 |  | 100% | 1 | 1 | 1 | 1 | 1 | 1 | 1 | 1 | 1 | 1 | 1 | 1 | 1 | 1 | 1 | 1 | 1 | 1 | 1 | 1 | 1 | 1 | 1 | 1 | 1 | 1 | 1 | 1 | 1 | 1 | 0 | 0 |  | 100% | 1 | 1 | 1 | 1 | 1 | 1 | 1 | 1 | 1 | 1 | 1 | 1 | 1 | 1 | 1 | 1 | 1 | 1 | 1 | 1 | 1 | 1 | 1 | 1 | 1 | 1 | 1 | 1 | 1 | 1 | 1 | 0 | 0 |  | 100% | 1 | 1 | 1 | 1 | 1 | 1 | 1 | 1 | 1 | 1 | 1 | 1 | 1 | 1 | 1 | 1 | 1 | 1 | 1 | 1 | 1 | 1 | 1 | 1 | 1 | 1 | 1 | 1 | 1 | 1 | 0 | 0 |  | 100% | 1 | 1 | 1 | 1 | 1 | 1 | 1 | 1 | 1 | 1 | 1 | 1 | 1 | 1 | 1 | 1 | 1 | 1 | 1 | 1 | 1 | 1 | 1 | 1 | 1 | 1 | 1 | 1 | 1 | 1 | 1 | 0 | 0 |  | 100% | 1 | 1 | 1 | 1 | 1 | 1 | 1 | 1 | 1 | 1 | 1 | 1 | 1 | 1 | 1 | 1 | 1 | 1 | 1 | 1 | 1 | 1 | 1 | 1 | 1 | 1 | 1 | 1 | 1 | 1 | 1 | 0 | 0 |  | 100% | 1 | 1 | 1 | 1 | 1 | 1 | 1 | 1 | 1 | 1 | 1 | 1 | 1 | 1 | 1 | 1 | 1 | 1 | 1 | 1 | 1 | 1 | 1 | 1 | 1 | 1 | 1 | 1 | 1 | 1 | 0 | 0 |  | 100% | 1 | 1 | 1 | 1 | 1 | 1 | 1 | 1 | 1 | 1 | 1 | 1 | 1 | 1 | 1 | 1 | 1 | 1 | 1 | 1 | 1 | 1 | 1 | 1 | 1 | 1 | 1 | 1 | 1 | 1 | 1 | 0 | 0 |  | 100% | 1 | 1 | 1 | 1 | 1 | 1 | 1 | 1 | 1 | 1 | 1 | 1 | 1 | 1 | 1 | 1 | 1 | 1 | 1 | 1 | 1 | 1 | 1 | 1 | 1 | 1 | 1 | 1 | 1 | 1 | 0 | 0 |  | 100% | 1 | 1 | 1 | 1 | 1 | 1 | 1 | 1 | 1 | 1 | 1 | 1 | 1 | 1 | 1 | 1 | 1 | 1 | 1 | 1 | 1 | 1 | 1 | 1 | 1 | 1 | 1 | 1 | 1 | 1 | 1 | 0 | 0 |  | 100% | 0 | 0 |  | 100% | bar: 2027-01-01 to 2027-01-31
| OND A1 | Onduleur A1 | CARSAT | BAT 2 parking N-1 | COURFO | ELECTRICITE COURANTS FORTS | ONDULE | ONDULEUR | SCHNEIDER MGE | GALAXY 7000 N°SER: 2B6K52002 | 500 KVA | 2010 | 1 | 1 | [31 empty] | 0 | 0 |  | 100% | 1 | 1 | 1 | 1 | 1 | 1 | 1 | 1 | 1 | 1 | 1 | 1 | 1 | 1 | 1 | 1 | 1 | 1 | 1 | 1 | 1 | 1 | 1 | 1 | 1 | 1 | 1 | 1 | 0 | 0 |  | 100% | 1 | 1 | 1 | 1 | 1 | 1 | 1 | 1 | 1 | 1 | 1 | 1 | 1 | 1 | 1 | 1 | 1 | 1 | 1 | 1 | 1 | 1 | 1 | 1 | 1 | 1 | 1 | 1 | 1 | 1 | 1 | 0 | 0 |  | 100% | 1 | 1 | 1 | 1 | 1 | 1 | 1 | 1 | 1 | 1 | 1 | 1 | 1 | 1 | 1 | 1 | 1 | 1 | 1 | 1 | 1 | 1 | 1 | 1 | 1 | 1 | 1 | 1 | 1 | 1 | 0 | 0 |  | 100% | 1 | 1 | 1 | 1 | 1 | 1 | 1 | 1 | 1 | 1 | 1 | 1 | 1 | 1 | 1 | 1 | 1 | 1 | 1 | 1 | 1 | 1 | 1 | 1 | 1 | 1 | 1 | 1 | 1 | 1 | 1 | 0 | 0 |  | 100% | 1 | 1 | 1 | 1 | 1 | 1 | 1 | 1 | 1 | 1 | 1 | 1 | 1 | 1 | 1 | 1 | 1 | 1 | 1 | 1 | 1 | 1 | 1 | 1 | 1 | 1 | 1 | 1 | 1 | 1 | 0 | 0 |  | 100% | 1 | 1 | 1 | 1 | 1 | 1 | 1 | 1 | 1 | 1 | 1 | 1 | 1 | 1 | 1 | 1 | 1 | 1 | 1 | 1 | 1 | 1 | 1 | 1 | 1 | 1 | 1 | 1 | 1 | 1 | 1 | 0 | 0 |  | 100% | 1 | 1 | 1 | 1 | 1 | 1 | 1 | 1 | 1 | 1 | 1 | 1 | 1 | 1 | 1 | 1 | 1 | 1 | 1 | 1 | 1 | 1 | 1 | 1 | 1 | 1 | 1 | 1 | 1 | 1 | 1 | 0 | 0 |  | 100% | 1 | 1 | 1 | 1 | 1 | 1 | 1 | 1 | 1 | 1 | 1 | 1 | 1 | 1 | 1 | 1 | 1 | 1 | 1 | 1 | 1 | 1 | 1 | 1 | 1 | 1 | 1 | 1 | 1 | 1 | 0 | 0 |  | 100% | 1 | 1 | 1 | 1 | 1 | 1 | 1 | 1 | 1 | 1 | 1 | 1 | 1 | 1 | 1 | 1 | 1 | 1 | 1 | 1 | 1 | 1 | 1 | 1 | 1 | 1 | 1 | 1 | 1 | 1 | 1 | 0 | 0 |  | 100% | 1 | 1 | 1 | 1 | 1 | 1 | 1 | 1 | 1 | 1 | 1 | 1 | 1 | 1 | 1 | 1 | 1 | 1 | 1 | 1 | 1 | 1 | 1 | 1 | 1 | 1 | 1 | 1 | 1 | 1 | 0 | 0 |  | 100% | 1 | 1 | 1 | 1 | 1 | 1 | 1 | 1 | 1 | 1 | 1 | 1 | 1 | 1 | 1 | 1 | 1 | 1 | 1 | 1 | 1 | 1 | 1 | 1 | 1 | 1 | 1 | 1 | 1 | 1 | 1 | 0 | 0 |  | 100% | 0 | 0 |  | 100% | bar: 2027-01-01 to 2027-01-31
| OND A2- | Onduleur A2 | CARSAT | BAT 2 parking N-1 | COURFO | ELECTRICITE COURANTS FORTS | ONDULE | ONDULEUR | SCHNEIDER MGE | GALAXY 7000 N°SER: 2B6K52001 | 500 KVA | 2010 | 1 | 1 | [31 empty] | 0 | 0 |  | 100% | 1 | 1 | 1 | 1 | 1 | 1 | 1 | 1 | 1 | 1 | 1 | 1 | 1 | 1 | 1 | 1 | 1 | 1 | 1 | 1 | 1 | 1 | 1 | 1 | 1 | 1 | 1 | 1 | 0 | 0 |  | 100% | 1 | 1 | 1 | 1 | 1 | 1 | 1 | 1 | 1 | 1 | 1 | 1 | 1 | 1 | 1 | 1 | 1 | 1 | 1 | 1 | 1 | 1 | 1 | 1 | 1 | 1 | 1 | 1 | 1 | 1 | 1 | 0 | 0 |  | 100% | 1 | 1 | 1 | 1 | 1 | 1 | 1 | 1 | 1 | 1 | 1 | 1 | 1 | 1 | 1 | 1 | 1 | 1 | 1 | 1 | 1 | 1 | 1 | 1 | 1 | 1 | 1 | 1 | 1 | 1 | 0 | 0 |  | 100% | 1 | 1 | 1 | 1 | 1 | 1 | 1 | 1 | 1 | 1 | 1 | 1 | 1 | 1 | 1 | 1 | 1 | 1 | 1 | 1 | 1 | 1 | 1 | 1 | 1 | 1 | 1 | 1 | 1 | 1 | 1 | 0 | 0 |  | 100% | 1 | 1 | 1 | 1 | 1 | 1 | 1 | 1 | 1 | 1 | 1 | 1 | 1 | 1 | 1 | 1 | 1 | 1 | 1 | 1 | 1 | 1 | 1 | 1 | 1 | 1 | 1 | 1 | 1 | 1 | 0 | 0 |  | 100% | 1 | 1 | 1 | 1 | 1 | 1 | 1 | 1 | 1 | 1 | 1 | 1 | 1 | 1 | 1 | 1 | 1 | 1 | 1 | 1 | 1 | 1 | 1 | 1 | 1 | 1 | 1 | 1 | 1 | 1 | 1 | 0 | 0 |  | 100% | 1 | 1 | 1 | 1 | 1 | 1 | 1 | 1 | 1 | 1 | 1 | 1 | 1 | 1 | 1 | 1 | 1 | 1 | 1 | 1 | 1 | 1 | 1 | 1 | 1 | 1 | 1 | 1 | 1 | 1 | 1 | 0 | 0 |  | 100% | 1 | 1 | 1 | 1 | 1 | 1 | 1 | 1 | 1 | 1 | 1 | 1 | 1 | 1 | 1 | 1 | 1 | 1 | 1 | 1 | 1 | 1 | 1 | 1 | 1 | 1 | 1 | 1 | 1 | 1 | 0 | 0 |  | 100% | 1 | 1 | 1 | 1 | 1 | 1 | 1 | 1 | 1 | 1 | 1 | 1 | 1 | 1 | 1 | 1 | 1 | 1 | 1 | 1 | 1 | 1 | 1 | 1 | 1 | 1 | 1 | 1 | 1 | 1 | 1 | 0 | 0 |  | 100% | 1 | 1 | 1 | 1 | 1 | 1 | 1 | 1 | 1 | 1 | 1 | 1 | 1 | 1 | 1 | 1 | 1 | 1 | 1 | 1 | 1 | 1 | 1 | 1 | 1 | 1 | 1 | 1 | 1 | 1 | 0 | 0 |  | 100% | 1 | 1 | 1 | 1 | 1 | 1 | 1 | 1 | 1 | 1 | 1 | 1 | 1 | 1 | 1 | 1 | 1 | 1 | 1 | 1 | 1 | 1 | 1 | 1 | 1 | 1 | 1 | 1 | 1 | 1 | 1 | 0 | 0 |  | 100% | 0 | 0 |  | 100% | bar: 2027-01-01 to 2027-01-31
| OND B1 | Onduleur B1 | CARSAT | BAT 2 RDJ | COURFO | ELECTRICITE COURANTS FORTS | ONDULE | ONDULEUR | VERTIV | LIEBERT EXL S1 | 500 KVA |  | 1 | 1 | [31 empty] | 0 | 0 |  | 100% | 1 | 1 | 1 | 1 | 1 | 1 | 1 | 1 | 1 | 1 | 1 | 1 | 1 | 1 | 1 | 1 | 1 | 1 | 1 | 1 | 1 | 1 | 1 | 1 | 1 | 1 | 1 | 1 | 0 | 0 |  | 100% | 1 | 1 | 1 | 1 | 1 | 1 | 1 | 1 | 1 | 1 | 1 | 1 | 1 | 1 | 1 | 1 | 1 | 1 | 1 | 1 | 1 | 1 | 1 | 1 | 1 | 1 | 1 | 1 | 1 | 1 | 1 | 0 | 0 |  | 100% | 1 | 1 | 1 | 1 | 1 | 1 | 1 | 1 | 1 | 1 | 1 | 1 | 1 | 1 | 1 | 1 | 1 | 1 | 1 | 1 | 1 | 1 | 1 | 1 | 1 | 1 | 1 | 1 | 1 | 1 | 0 | 0 |  | 100% | 1 | 1 | 1 | 1 | 1 | 1 | 1 | 1 | 1 | 1 | 1 | 1 | 1 | 1 | 1 | 1 | 1 | 1 | 1 | 1 | 1 | 1 | 1 | 1 | 1 | 1 | 1 | 1 | 1 | 1 | 1 | 0 | 0 |  | 100% | 1 | 1 | 1 | 1 | 1 | 1 | 1 | 1 | 1 | 1 | 1 | 1 | 1 | 1 | 1 | 1 | 1 | 1 | 1 | 1 | 1 | 1 | 1 | 1 | 1 | 1 | 1 | 1 | 1 | 1 | 0 | 0 |  | 100% | 1 | 1 | 1 | 1 | 1 | 1 | 1 | 1 | 1 | 1 | 1 | 1 | 1 | 1 | 1 | 1 | 1 | 1 | 1 | 1 | 1 | 1 | 1 | 1 | 1 | 1 | 1 | 1 | 1 | 1 | 1 | 0 | 0 |  | 100% | 1 | 1 | 1 | 1 | 1 | 1 | 1 | 1 | 1 | 1 | 1 | 1 | 1 | 1 | 1 | 1 | 1 | 1 | 1 | 1 | 1 | 1 | 1 | 1 | 1 | 1 | 1 | 1 | 1 | 1 | 1 | 0 | 0 |  | 100% | 1 | 1 | 1 | 1 | 1 | 1 | 1 | 1 | 1 | 1 | 1 | 1 | 1 | 1 | 1 | 1 | 1 | 1 | 1 | 1 | 1 | 1 | 1 | 1 | 1 | 1 | 1 | 1 | 1 | 1 | 0 | 0 |  | 100% | 1 | 1 | 1 | 1 | 1 | 1 | 1 | 1 | 1 | 1 | 1 | 1 | 1 | 1 | 1 | 1 | 1 | 1 | 1 | 1 | 1 | 1 | 1 | 1 | 1 | 1 | 1 | 1 | 1 | 1 | 1 | 0 | 0 |  | 100% | 1 | 1 | 1 | 1 | 1 | 1 | 1 | 1 | 1 | 1 | 1 | 1 | 1 | 1 | 1 | 1 | 1 | 1 | 1 | 1 | 1 | 1 | 1 | 1 | 1 | 1 | 1 | 1 | 1 | 1 | 0 | 0 |  | 100% | 1 | 1 | 1 | 1 | 1 | 1 | 1 | 1 | 1 | 1 | 1 | 1 | 1 | 1 | 1 | 1 | 1 | 1 | 1 | 1 | 1 | 1 | 1 | 1 | 1 | 1 | 1 | 1 | 1 | 1 | 1 | 0 | 0 |  | 100% | 0 | 0 |  | 100% | bar: 2027-01-01 to 2027-01-31
| OND B2 | Onduleur B2 | CARSAT | BAT 2 RDJ | COURFO | ELECTRICITE COURANTS FORTS | ONDULE | ONDULEUR | VERTIV | LIEBERT EXL S1 | 500 KVA |  | 1 | 1 | [31 empty] | 0 | 0 |  | 100% | 1 | 1 | 1 | 1 | 1 | 1 | 1 | 1 | 1 | 1 | 1 | 1 | 1 | 1 | 1 | 1 | 1 | 1 | 1 | 1 | 1 | 1 | 1 | 1 | 1 | 1 | 1 | 1 | 0 | 0 |  | 100% | 1 | 1 | 1 | 1 | 1 | 1 | 1 | 1 | 1 | 1 | 1 | 1 | 1 | 1 | 1 | 1 | 1 | 1 | 1 | 1 | 1 | 1 | 1 | 1 | 1 | 1 | 1 | 1 | 1 | 1 | 1 | 0 | 0 |  | 100% | 1 | 1 | 1 | 1 | 1 | 1 | 1 | 1 | 1 | 1 | 1 | 1 | 1 | 1 | 1 | 1 | 1 | 1 | 1 | 1 | 1 | 1 | 1 | 1 | 1 | 1 | 1 | 1 | 1 | 1 | 0 | 0 |  | 100% | 1 | 1 | 1 | 1 | 1 | 1 | 1 | 1 | 1 | 1 | 1 | 1 | 1 | 1 | 1 | 1 | 1 | 1 | 1 | 1 | 1 | 1 | 1 | 1 | 1 | 1 | 1 | 1 | 1 | 1 | 1 | 0 | 0 |  | 100% | 1 | 1 | 1 | 1 | 1 | 1 | 1 | 1 | 1 | 1 | 1 | 1 | 1 | 1 | 1 | 1 | 1 | 1 | 1 | 1 | 1 | 1 | 1 | 1 | 1 | 1 | 1 | 1 | 1 | 1 | 0 | 0 |  | 100% | 1 | 1 | 1 | 1 | 1 | 1 | 1 | 1 | 1 | 1 | 1 | 1 | 1 | 1 | 1 | 1 | 1 | 1 | 1 | 1 | 1 | 1 | 1 | 1 | 1 | 1 | 1 | 1 | 1 | 1 | 1 | 0 | 0 |  | 100% | 1 | 1 | 1 | 1 | 1 | 1 | 1 | 1 | 1 | 1 | 1 | 1 | 1 | 1 | 1 | 1 | 1 | 1 | 1 | 1 | 1 | 1 | 1 | 1 | 1 | 1 | 1 | 1 | 1 | 1 | 1 | 0 | 0 |  | 100% | 1 | 1 | 1 | 1 | 1 | 1 | 1 | 1 | 1 | 1 | 1 | 1 | 1 | 1 | 1 | 1 | 1 | 1 | 1 | 1 | 1 | 1 | 1 | 1 | 1 | 1 | 1 | 1 | 1 | 1 | 0 | 0 |  | 100% | 1 | 1 | 1 | 1 | 1 | 1 | 1 | 1 | 1 | 1 | 1 | 1 | 1 | 1 | 1 | 1 | 1 | 1 | 1 | 1 | 1 | 1 | 1 | 1 | 1 | 1 | 1 | 1 | 1 | 1 | 1 | 0 | 0 |  | 100% | 1 | 1 | 1 | 1 | 1 | 1 | 1 | 1 | 1 | 1 | 1 | 1 | 1 | 1 | 1 | 1 | 1 | 1 | 1 | 1 | 1 | 1 | 1 | 1 | 1 | 1 | 1 | 1 | 1 | 1 | 0 | 0 |  | 100% | 1 | 1 | 1 | 1 | 1 | 1 | 1 | 1 | 1 | 1 | 1 | 1 | 1 | 1 | 1 | 1 | 1 | 1 | 1 | 1 | 1 | 1 | 1 | 1 | 1 | 1 | 1 | 1 | 1 | 1 | 1 | 0 | 0 |  | 100% | 0 | 0 |  | 100% | bar: 2027-01-01 to 2027-01-31
| BATTERIES OND A1 | Ensemble Batteries onduleur A1 | CARSAT | BAT 2 parking N-1 | COURFO | ELECTRICITE COURANTS FORTS | ONDULE | ONDULEUR |  |  |  |  | 1 | 1 | [31 empty] | 0 | 0 |  | 100% | 1 | 1 | 1 | 1 | 1 | 1 | 1 | 1 | 1 | 1 | 1 | 1 | 1 | 1 | 1 | 1 | 1 | 1 | 1 | 1 | 1 | 1 | 1 | 1 | 1 | 1 | 1 | 1 | 0 | 0 |  | 100% | 1 | 1 | 1 | 1 | 1 | 1 | 1 | 1 | 1 | 1 | 1 | 1 | 1 | 1 | 1 | 1 | 1 | 1 | 1 | 1 | 1 | 1 | 1 | 1 | 1 | 1 | 1 | 1 | 1 | 1 | 1 | 0 | 0 |  | 100% | 1 | 1 | 1 | 1 | 1 | 1 | 1 | 1 | 1 | 1 | 1 | 1 | 1 | 1 | 1 | 1 | 1 | 1 | 1 | 1 | 1 | 1 | 1 | 1 | 1 | 1 | 1 | 1 | 1 | 1 | 0 | 0 |  | 100% | 1 | 1 | 1 | 1 | 1 | 1 | 1 | 1 | 1 | 1 | 1 | 1 | 1 | 1 | 1 | 1 | 1 | 1 | 1 | 1 | 1 | 1 | 1 | 1 | 1 | 1 | 1 | 1 | 1 | 1 | 1 | 0 | 0 |  | 100% | 1 | 1 | 1 | 1 | 1 | 1 | 1 | 1 | 1 | 1 | 1 | 1 | 1 | 1 | 1 | 1 | 1 | 1 | 1 | 1 | 1 | 1 | 1 | 1 | 1 | 1 | 1 | 1 | 1 | 1 | 0 | 0 |  | 100% | 1 | 1 | 1 | 1 | 1 | 1 | 1 | 1 | 1 | 1 | 1 | 1 | 1 | 1 | 1 | 1 | 1 | 1 | 1 | 1 | 1 | 1 | 1 | 1 | 1 | 1 | 1 | 1 | 1 | 1 | 1 | 0 | 0 |  | 100% | 1 | 1 | 1 | 1 | 1 | 1 | 1 | 1 | 1 | 1 | 1 | 1 | 1 | 1 | 1 | 1 | 1 | 1 | 1 | 1 | 1 | 1 | 1 | 1 | 1 | 1 | 1 | 1 | 1 | 1 | 1 | 0 | 0 |  | 100% | 1 | 1 | 1 | 1 | 1 | 1 | 1 | 1 | 1 | 1 | 1 | 1 | 1 | 1 | 1 | 1 | 1 | 1 | 1 | 1 | 1 | 1 | 1 | 1 | 1 | 1 | 1 | 1 | 1 | 1 | 0 | 0 |  | 100% | 1 | 1 | 1 | 1 | 1 | 1 | 1 | 1 | 1 | 1 | 1 | 1 | 1 | 1 | 1 | 1 | 1 | 1 | 1 | 1 | 1 | 1 | 1 | 1 | 1 | 1 | 1 | 1 | 1 | 1 | 1 | 0 | 0 |  | 100% | 1 | 1 | 1 | 1 | 1 | 1 | 1 | 1 | 1 | 1 | 1 | 1 | 1 | 1 | 1 | 1 | 1 | 1 | 1 | 1 | 1 | 1 | 1 | 1 | 1 | 1 | 1 | 1 | 1 | 1 | 0 | 0 |  | 100% | 1 | 1 | 1 | 1 | 1 | 1 | 1 | 1 | 1 | 1 | 1 | 1 | 1 | 1 | 1 | 1 | 1 | 1 | 1 | 1 | 1 | 1 | 1 | 1 | 1 | 1 | 1 | 1 | 1 | 1 | 1 | 0 | 0 |  | 100% | 0 | 0 |  | 100% | bar: 2027-01-01 to 2027-01-31
| BATTERIES OND A2 | Ensemble Batteries onduleur A2 | CARSAT | BAT 2 parking N-1 | COURFO | ELECTRICITE COURANTS FORTS | ONDULE | ONDULEUR |  |  |  |  | 1 | 1 | [31 empty] | 0 | 0 |  | 100% | 1 | 1 | 1 | 1 | 1 | 1 | 1 | 1 | 1 | 1 | 1 | 1 | 1 | 1 | 1 | 1 | 1 | 1 | 1 | 1 | 1 | 1 | 1 | 1 | 1 | 1 | 1 | 1 | 0 | 0 |  | 100% | 1 | 1 | 1 | 1 | 1 | 1 | 1 | 1 | 1 | 1 | 1 | 1 | 1 | 1 | 1 | 1 | 1 | 1 | 1 | 1 | 1 | 1 | 1 | 1 | 1 | 1 | 1 | 1 | 1 | 1 | 1 | 0 | 0 |  | 100% | 1 | 1 | 1 | 1 | 1 | 1 | 1 | 1 | 1 | 1 | 1 | 1 | 1 | 1 | 1 | 1 | 1 | 1 | 1 | 1 | 1 | 1 | 1 | 1 | 1 | 1 | 1 | 1 | 1 | 1 | 0 | 0 |  | 100% | 1 | 1 | 1 | 1 | 1 | 1 | 1 | 1 | 1 | 1 | 1 | 1 | 1 | 1 | 1 | 1 | 1 | 1 | 1 | 1 | 1 | 1 | 1 | 1 | 1 | 1 | 1 | 1 | 1 | 1 | 1 | 0 | 0 |  | 100% | 1 | 1 | 1 | 1 | 1 | 1 | 1 | 1 | 1 | 1 | 1 | 1 | 1 | 1 | 1 | 1 | 1 | 1 | 1 | 1 | 1 | 1 | 1 | 1 | 1 | 1 | 1 | 1 | 1 | 1 | 0 | 0 |  | 100% | 1 | 1 | 1 | 1 | 1 | 1 | 1 | 1 | 1 | 1 | 1 | 1 | 1 | 1 | 1 | 1 | 1 | 1 | 1 | 1 | 1 | 1 | 1 | 1 | 1 | 1 | 1 | 1 | 1 | 1 | 1 | 0 | 0 |  | 100% | 1 | 1 | 1 | 1 | 1 | 1 | 1 | 1 | 1 | 1 | 1 | 1 | 1 | 1 | 1 | 1 | 1 | 1 | 1 | 1 | 1 | 1 | 1 | 1 | 1 | 1 | 1 | 1 | 1 | 1 | 1 | 0 | 0 |  | 100% | 1 | 1 | 1 | 1 | 1 | 1 | 1 | 1 | 1 | 1 | 1 | 1 | 1 | 1 | 1 | 1 | 1 | 1 | 1 | 1 | 1 | 1 | 1 | 1 | 1 | 1 | 1 | 1 | 1 | 1 | 0 | 0 |  | 100% | 1 | 1 | 1 | 1 | 1 | 1 | 1 | 1 | 1 | 1 | 1 | 1 | 1 | 1 | 1 | 1 | 1 | 1 | 1 | 1 | 1 | 1 | 1 | 1 | 1 | 1 | 1 | 1 | 1 | 1 | 1 | 0 | 0 |  | 100% | 1 | 1 | 1 | 1 | 1 | 1 | 1 | 1 | 1 | 1 | 1 | 1 | 1 | 1 | 1 | 1 | 1 | 1 | 1 | 1 | 1 | 1 | 1 | 1 | 1 | 1 | 1 | 1 | 1 | 1 | 0 | 0 |  | 100% | 1 | 1 | 1 | 1 | 1 | 1 | 1 | 1 | 1 | 1 | 1 | 1 | 1 | 1 | 1 | 1 | 1 | 1 | 1 | 1 | 1 | 1 | 1 | 1 | 1 | 1 | 1 | 1 | 1 | 1 | 1 | 0 | 0 |  | 100% | 0 | 0 |  | 100% | bar: 2027-01-01 to 2027-01-31
| BATTERIES OND B1 | Ensemble Batteries onduleur B1 | CARSAT | BAT 2 parking N-1 | COURFO | ELECTRICITE COURANTS FORTS | ONDULE | ONDULEUR |  |  |  |  | 1 | 1 | [31 empty] | 0 | 0 |  | 100% | 1 | 1 | 1 | 1 | 1 | 1 | 1 | 1 | 1 | 1 | 1 | 1 | 1 | 1 | 1 | 1 | 1 | 1 | 1 | 1 | 1 | 1 | 1 | 1 | 1 | 1 | 1 | 1 | 0 | 0 |  | 100% | 1 | 1 | 1 | 1 | 1 | 1 | 1 | 1 | 1 | 1 | 1 | 1 | 1 | 1 | 1 | 1 | 1 | 1 | 1 | 1 | 1 | 1 | 1 | 1 | 1 | 1 | 1 | 1 | 1 | 1 | 1 | 0 | 0 |  | 100% | 1 | 1 | 1 | 1 | 1 | 1 | 1 | 1 | 1 | 1 | 1 | 1 | 1 | 1 | 1 | 1 | 1 | 1 | 1 | 1 | 1 | 1 | 1 | 1 | 1 | 1 | 1 | 1 | 1 | 1 | 0 | 0 |  | 100% | 1 | 1 | 1 | 1 | 1 | 1 | 1 | 1 | 1 | 1 | 1 | 1 | 1 | 1 | 1 | 1 | 1 | 1 | 1 | 1 | 1 | 1 | 1 | 1 | 1 | 1 | 1 | 1 | 1 | 1 | 1 | 0 | 0 |  | 100% | 1 | 1 | 1 | 1 | 1 | 1 | 1 | 1 | 1 | 1 | 1 | 1 | 1 | 1 | 1 | 1 | 1 | 1 | 1 | 1 | 1 | 1 | 1 | 1 | 1 | 1 | 1 | 1 | 1 | 1 | 0 | 0 |  | 100% | 1 | 1 | 1 | 1 | 1 | 1 | 1 | 1 | 1 | 1 | 1 | 1 | 1 | 1 | 1 | 1 | 1 | 1 | 1 | 1 | 1 | 1 | 1 | 1 | 1 | 1 | 1 | 1 | 1 | 1 | 1 | 0 | 0 |  | 100% | 1 | 1 | 1 | 1 | 1 | 1 | 1 | 1 | 1 | 1 | 1 | 1 | 1 | 1 | 1 | 1 | 1 | 1 | 1 | 1 | 1 | 1 | 1 | 1 | 1 | 1 | 1 | 1 | 1 | 1 | 1 | 0 | 0 |  | 100% | 1 | 1 | 1 | 1 | 1 | 1 | 1 | 1 | 1 | 1 | 1 | 1 | 1 | 1 | 1 | 1 | 1 | 1 | 1 | 1 | 1 | 1 | 1 | 1 | 1 | 1 | 1 | 1 | 1 | 1 | 0 | 0 |  | 100% | 1 | 1 | 1 | 1 | 1 | 1 | 1 | 1 | 1 | 1 | 1 | 1 | 1 | 1 | 1 | 1 | 1 | 1 | 1 | 1 | 1 | 1 | 1 | 1 | 1 | 1 | 1 | 1 | 1 | 1 | 1 | 0 | 0 |  | 100% | 1 | 1 | 1 | 1 | 1 | 1 | 1 | 1 | 1 | 1 | 1 | 1 | 1 | 1 | 1 | 1 | 1 | 1 | 1 | 1 | 1 | 1 | 1 | 1 | 1 | 1 | 1 | 1 | 1 | 1 | 0 | 0 |  | 100% | 1 | 1 | 1 | 1 | 1 | 1 | 1 | 1 | 1 | 1 | 1 | 1 | 1 | 1 | 1 | 1 | 1 | 1 | 1 | 1 | 1 | 1 | 1 | 1 | 1 | 1 | 1 | 1 | 1 | 1 | 1 | 0 | 0 |  | 100% | 0 | 0 |  | 100% | bar: 2027-01-01 to 2027-01-31
| BATTERIES OND B2 | Ensemble Batteries onduleur B2 | CARSAT | BAT 2 parking N-1 | COURFO | ELECTRICITE COURANTS FORTS | ONDULE | ONDULEUR |  |  |  |  | 1 | 1 | [31 empty] | 0 | 0 |  | 100% | 1 | 1 | 1 | 1 | 1 | 1 | 1 | 1 | 1 | 1 | 1 | 1 | 1 | 1 | 1 | 1 | 1 | 1 | 1 | 1 | 1 | 1 | 1 | 1 | 1 | 1 | 1 | 1 | 0 | 0 |  | 100% | 1 | 1 | 1 | 1 | 1 | 1 | 1 | 1 | 1 | 1 | 1 | 1 | 1 | 1 | 1 | 1 | 1 | 1 | 1 | 1 | 1 | 1 | 1 | 1 | 1 | 1 | 1 | 1 | 1 | 1 | 1 | 0 | 0 |  | 100% | 1 | 1 | 1 | 1 | 1 | 1 | 1 | 1 | 1 | 1 | 1 | 1 | 1 | 1 | 1 | 1 | 1 | 1 | 1 | 1 | 1 | 1 | 1 | 1 | 1 | 1 | 1 | 1 | 1 | 1 | 0 | 0 |  | 100% | 1 | 1 | 1 | 1 | 1 | 1 | 1 | 1 | 1 | 1 | 1 | 1 | 1 | 1 | 1 | 1 | 1 | 1 | 1 | 1 | 1 | 1 | 1 | 1 | 1 | 1 | 1 | 1 | 1 | 1 | 1 | 0 | 0 |  | 100% | 1 | 1 | 1 | 1 | 1 | 1 | 1 | 1 | 1 | 1 | 1 | 1 | 1 | 1 | 1 | 1 | 1 | 1 | 1 | 1 | 1 | 1 | 1 | 1 | 1 | 1 | 1 | 1 | 1 | 1 | 0 | 0 |  | 100% | 1 | 1 | 1 | 1 | 1 | 1 | 1 | 1 | 1 | 1 | 1 | 1 | 1 | 1 | 1 | 1 | 1 | 1 | 1 | 1 | 1 | 1 | 1 | 1 | 1 | 1 | 1 | 1 | 1 | 1 | 1 | 0 | 0 |  | 100% | 1 | 1 | 1 | 1 | 1 | 1 | 1 | 1 | 1 | 1 | 1 | 1 | 1 | 1 | 1 | 1 | 1 | 1 | 1 | 1 | 1 | 1 | 1 | 1 | 1 | 1 | 1 | 1 | 1 | 1 | 1 | 0 | 0 |  | 100% | 1 | 1 | 1 | 1 | 1 | 1 | 1 | 1 | 1 | 1 | 1 | 1 | 1 | 1 | 1 | 1 | 1 | 1 | 1 | 1 | 1 | 1 | 1 | 1 | 1 | 1 | 1 | 1 | 1 | 1 | 0 | 0 |  | 100% | 1 | 1 | 1 | 1 | 1 | 1 | 1 | 1 | 1 | 1 | 1 | 1 | 1 | 1 | 1 | 1 | 1 | 1 | 1 | 1 | 1 | 1 | 1 | 1 | 1 | 1 | 1 | 1 | 1 | 1 | 1 | 0 | 0 |  | 100% | 1 | 1 | 1 | 1 | 1 | 1 | 1 | 1 | 1 | 1 | 1 | 1 | 1 | 1 | 1 | 1 | 1 | 1 | 1 | 1 | 1 | 1 | 1 | 1 | 1 | 1 | 1 | 1 | 1 | 1 | 0 | 0 |  | 100% | 1 | 1 | 1 | 1 | 1 | 1 | 1 | 1 | 1 | 1 | 1 | 1 | 1 | 1 | 1 | 1 | 1 | 1 | 1 | 1 | 1 | 1 | 1 | 1 | 1 | 1 | 1 | 1 | 1 | 1 | 1 | 0 | 0 |  | 100% | 0 | 0 |  | 100% | bar: 2027-01-01 to 2027-01-31
| AGBT- CAR | AGBT | CARSAT | BAT 2 local transfo N-1 | COURFO | ELECTRICITE COURANTS FORTS | TGBT | TGBT |  |  |  |  | 1 | 1 | [31 empty] | 0 | 0 |  | 100% | 1 | 1 | 1 | 1 | 1 | 1 | 1 | 1 | 1 | 1 | 1 | 1 | 1 | 1 | 1 | 1 | 1 | 1 | 1 | 1 | 1 | 1 | 1 | 1 | 1 | 1 | 1 | 1 | 0 | 0 |  | 100% | 1 | 1 | 1 | 1 | 1 | 1 | 1 | 1 | 1 | 1 | 1 | 1 | 1 | 1 | 1 | 1 | 1 | 1 | 1 | 1 | 1 | 1 | 1 | 1 | 1 | 1 | 1 | 1 | 1 | 1 | 1 | 0 | 0 |  | 100% | 1 | 1 | 1 | 1 | 1 | 1 | 1 | 1 | 1 | 1 | 1 | 1 | 1 | 1 | 1 | 1 | 1 | 1 | 1 | 1 | 1 | 1 | 1 | 1 | 1 | 1 | 1 | 1 | 1 | 1 | 0 | 0 |  | 100% | 1 | 1 | 1 | 1 | 1 | 1 | 1 | 1 | 1 | 1 | 1 | 1 | 1 | 1 | 1 | 1 | 1 | 1 | 1 | 1 | 1 | 1 | 1 | 1 | 1 | 1 | 1 | 1 | 1 | 1 | 1 | 0 | 0 |  | 100% | 1 | 1 | 1 | 1 | 1 | 1 | 1 | 1 | 1 | 1 | 1 | 1 | 1 | 1 | 1 | 1 | 1 | 1 | 1 | 1 | 1 | 1 | 1 | 1 | 1 | 1 | 1 | 1 | 1 | 1 | 0 | 0 |  | 100% | 1 | 1 | 1 | 1 | 1 | 1 | 1 | 1 | 1 | 1 | 1 | 1 | 1 | 1 | 1 | 1 | 1 | 1 | 1 | 1 | 1 | 1 | 1 | 1 | 1 | 1 | 1 | 1 | 1 | 1 | 1 | 0 | 0 |  | 100% | 1 | 1 | 1 | 1 | 1 | 1 | 1 | 1 | 1 | 1 | 1 | 1 | 1 | 1 | 1 | 1 | 1 | 1 | 1 | 1 | 1 | 1 | 1 | 1 | 1 | 1 | 1 | 1 | 1 | 1 | 1 | 0 | 0 |  | 100% | 1 | 1 | 1 | 1 | 1 | 1 | 1 | 1 | 1 | 1 | 1 | 1 | 1 | 1 | 1 | 1 | 1 | 1 | 1 | 1 | 1 | 1 | 1 | 1 | 1 | 1 | 1 | 1 | 1 | 1 | 0 | 0 |  | 100% | 1 | 1 | 1 | 1 | 1 | 1 | 1 | 1 | 1 | 1 | 1 | 1 | 1 | 1 | 1 | 1 | 1 | 1 | 1 | 1 | 1 | 1 | 1 | 1 | 1 | 1 | 1 | 1 | 1 | 1 | 1 | 0 | 0 |  | 100% | 1 | 1 | 1 | 1 | 1 | 1 | 1 | 1 | 1 | 1 | 1 | 1 | 1 | 1 | 1 | 1 | 1 | 1 | 1 | 1 | 1 | 1 | 1 | 1 | 1 | 1 | 1 | 1 | 1 | 1 | 0 | 0 |  | 100% | 1 | 1 | 1 | 1 | 1 | 1 | 1 | 1 | 1 | 1 | 1 | 1 | 1 | 1 | 1 | 1 | 1 | 1 | 1 | 1 | 1 | 1 | 1 | 1 | 1 | 1 | 1 | 1 | 1 | 1 | 1 | 0 | 0 |  | 100% | 0 | 0 |  | 100% | bar: 2027-01-01 to 2027-01-31
| ARM CPL V A CARSAT | Armoire couplage onduleur voie A | CARSAT | BAT 2 LOCAL PARKING N-1 | COURFO | ELECTRICITE COURANTS FORTS | ARMELE | ARMOIRE / COFFRET ELECTRIQUE |  |  |  |  | 1 | 1 | [31 empty] | 0 | 0 |  | 100% | 1 | 1 | 1 | 1 | 1 | 1 | 1 | 1 | 1 | 1 | 1 | 1 | 1 | 1 | 1 | 1 | 1 | 1 | 1 | 1 | 1 | 1 | 1 | 1 | 1 | 1 | 1 | 1 | 0 | 0 |  | 100% | 1 | 1 | 1 | 1 | 1 | 1 | 1 | 1 | 1 | 1 | 1 | 1 | 1 | 1 | 1 | 1 | 1 | 1 | 1 | 1 | 1 | 1 | 1 | 1 | 1 | 1 | 1 | 1 | 1 | 1 | 1 | 0 | 0 |  | 100% | 1 | 1 | 1 | 1 | 1 | 1 | 1 | 1 | 1 | 1 | 1 | 1 | 1 | 1 | 1 | 1 | 1 | 1 | 1 | 1 | 1 | 1 | 1 | 1 | 1 | 1 | 1 | 1 | 1 | 1 | 0 | 0 |  | 100% | 1 | 1 | 1 | 1 | 1 | 1 | 1 | 1 | 1 | 1 | 1 | 1 | 1 | 1 | 1 | 1 | 1 | 1 | 1 | 1 | 1 | 1 | 1 | 1 | 1 | 1 | 1 | 1 | 1 | 1 | 1 | 0 | 0 |  | 100% | 1 | 1 | 1 | 1 | 1 | 1 | 1 | 1 | 1 | 1 | 1 | 1 | 1 | 1 | 1 | 1 | 1 | 1 | 1 | 1 | 1 | 1 | 1 | 1 | 1 | 1 | 1 | 1 | 1 | 1 | 0 | 0 |  | 100% | 1 | 1 | 1 | 1 | 1 | 1 | 1 | 1 | 1 | 1 | 1 | 1 | 1 | 1 | 1 | 1 | 1 | 1 | 1 | 1 | 1 | 1 | 1 | 1 | 1 | 1 | 1 | 1 | 1 | 1 | 1 | 0 | 0 |  | 100% | 1 | 1 | 1 | 1 | 1 | 1 | 1 | 1 | 1 | 1 | 1 | 1 | 1 | 1 | 1 | 1 | 1 | 1 | 1 | 1 | 1 | 1 | 1 | 1 | 1 | 1 | 1 | 1 | 1 | 1 | 1 | 0 | 0 |  | 100% | 1 | 1 | 1 | 1 | 1 | 1 | 1 | 1 | 1 | 1 | 1 | 1 | 1 | 1 | 1 | 1 | 1 | 1 | 1 | 1 | 1 | 1 | 1 | 1 | 1 | 1 | 1 | 1 | 1 | 1 | 0 | 0 |  | 100% | 1 | 1 | 1 | 1 | 1 | 1 | 1 | 1 | 1 | 1 | 1 | 1 | 1 | 1 | 1 | 1 | 1 | 1 | 1 | 1 | 1 | 1 | 1 | 1 | 1 | 1 | 1 | 1 | 1 | 1 | 1 | 0 | 0 |  | 100% | 1 | 1 | 1 | 1 | 1 | 1 | 1 | 1 | 1 | 1 | 1 | 1 | 1 | 1 | 1 | 1 | 1 | 1 | 1 | 1 | 1 | 1 | 1 | 1 | 1 | 1 | 1 | 1 | 1 | 1 | 0 | 0 |  | 100% | 1 | 1 | 1 | 1 | 1 | 1 | 1 | 1 | 1 | 1 | 1 | 1 | 1 | 1 | 1 | 1 | 1 | 1 | 1 | 1 | 1 | 1 | 1 | 1 | 1 | 1 | 1 | 1 | 1 | 1 | 1 | 0 | 0 |  | 100% | 0 | 0 |  | 100% | bar: 2027-01-01 to 2027-01-31
| ARM CPL V B | Armoire couplage onduleur voie B | CARSAT | BAT 2 RDJ | COURFO | ELECTRICITE COURANTS FORTS | ARMELE | ARMOIRE / COFFRET ELECTRIQUE |  |  |  |  | 1 | 1 | [31 empty] | 0 | 0 |  | 100% | 1 | 1 | 1 | 1 | 1 | 1 | 1 | 1 | 1 | 1 | 1 | 1 | 1 | 1 | 1 | 1 | 1 | 1 | 1 | 1 | 1 | 1 | 1 | 1 | 1 | 1 | 1 | 1 | 0 | 0 |  | 100% | 1 | 1 | 1 | 1 | 1 | 1 | 1 | 1 | 1 | 1 | 1 | 1 | 1 | 1 | 1 | 1 | 1 | 1 | 1 | 1 | 1 | 1 | 1 | 1 | 1 | 1 | 1 | 1 | 1 | 1 | 1 | 0 | 0 |  | 100% | 1 | 1 | 1 | 1 | 1 | 1 | 1 | 1 | 1 | 1 | 1 | 1 | 1 | 1 | 1 | 1 | 1 | 1 | 1 | 1 | 1 | 1 | 1 | 1 | 1 | 1 | 1 | 1 | 1 | 1 | 0 | 0 |  | 100% | 1 | 1 | 1 | 1 | 1 | 1 | 1 | 1 | 1 | 1 | 1 | 1 | 1 | 1 | 1 | 1 | 1 | 1 | 1 | 1 | 1 | 1 | 1 | 1 | 1 | 1 | 1 | 1 | 1 | 1 | 1 | 0 | 0 |  | 100% | 1 | 1 | 1 | 1 | 1 | 1 | 1 | 1 | 1 | 1 | 1 | 1 | 1 | 1 | 1 | 1 | 1 | 1 | 1 | 1 | 1 | 1 | 1 | 1 | 1 | 1 | 1 | 1 | 1 | 1 | 0 | 0 |  | 100% | 1 | 1 | 1 | 1 | 1 | 1 | 1 | 1 | 1 | 1 | 1 | 1 | 1 | 1 | 1 | 1 | 1 | 1 | 1 | 1 | 1 | 1 | 1 | 1 | 1 | 1 | 1 | 1 | 1 | 1 | 1 | 0 | 0 |  | 100% | 1 | 1 | 1 | 1 | 1 | 1 | 1 | 1 | 1 | 1 | 1 | 1 | 1 | 1 | 1 | 1 | 1 | 1 | 1 | 1 | 1 | 1 | 1 | 1 | 1 | 1 | 1 | 1 | 1 | 1 | 1 | 0 | 0 |  | 100% | 1 | 1 | 1 | 1 | 1 | 1 | 1 | 1 | 1 | 1 | 1 | 1 | 1 | 1 | 1 | 1 | 1 | 1 | 1 | 1 | 1 | 1 | 1 | 1 | 1 | 1 | 1 | 1 | 1 | 1 | 0 | 0 |  | 100% | 1 | 1 | 1 | 1 | 1 | 1 | 1 | 1 | 1 | 1 | 1 | 1 | 1 | 1 | 1 | 1 | 1 | 1 | 1 | 1 | 1 | 1 | 1 | 1 | 1 | 1 | 1 | 1 | 1 | 1 | 1 | 0 | 0 |  | 100% | 1 | 1 | 1 | 1 | 1 | 1 | 1 | 1 | 1 | 1 | 1 | 1 | 1 | 1 | 1 | 1 | 1 | 1 | 1 | 1 | 1 | 1 | 1 | 1 | 1 | 1 | 1 | 1 | 1 | 1 | 0 | 0 |  | 100% | 1 | 1 | 1 | 1 | 1 | 1 | 1 | 1 | 1 | 1 | 1 | 1 | 1 | 1 | 1 | 1 | 1 | 1 | 1 | 1 | 1 | 1 | 1 | 1 | 1 | 1 | 1 | 1 | 1 | 1 | 1 | 0 | 0 |  | 100% | 0 | 0 |  | 100% | bar: 2027-01-01 to 2027-01-31
| ARM DISJ. BAT A1 | Amoire disj. Batteries ond A1 | CARSAT | BAT 2 LOCAL PARKING N-1 | COURFO | ELECTRICITE COURANTS FORTS | ONDULE | ONDULEUR |  |  |  |  | 1 | 1 | [31 empty] | 0 | 0 |  | 100% | 1 | 1 | 1 | 1 | 1 | 1 | 1 | 1 | 1 | 1 | 1 | 1 | 1 | 1 | 1 | 1 | 1 | 1 | 1 | 1 | 1 | 1 | 1 | 1 | 1 | 1 | 1 | 1 | 0 | 0 |  | 100% | 1 | 1 | 1 | 1 | 1 | 1 | 1 | 1 | 1 | 1 | 1 | 1 | 1 | 1 | 1 | 1 | 1 | 1 | 1 | 1 | 1 | 1 | 1 | 1 | 1 | 1 | 1 | 1 | 1 | 1 | 1 | 0 | 0 |  | 100% | 1 | 1 | 1 | 1 | 1 | 1 | 1 | 1 | 1 | 1 | 1 | 1 | 1 | 1 | 1 | 1 | 1 | 1 | 1 | 1 | 1 | 1 | 1 | 1 | 1 | 1 | 1 | 1 | 1 | 1 | 0 | 0 |  | 100% | 1 | 1 | 1 | 1 | 1 | 1 | 1 | 1 | 1 | 1 | 1 | 1 | 1 | 1 | 1 | 1 | 1 | 1 | 1 | 1 | 1 | 1 | 1 | 1 | 1 | 1 | 1 | 1 | 1 | 1 | 1 | 0 | 0 |  | 100% | 1 | 1 | 1 | 1 | 1 | 1 | 1 | 1 | 1 | 1 | 1 | 1 | 1 | 1 | 1 | 1 | 1 | 1 | 1 | 1 | 1 | 1 | 1 | 1 | 1 | 1 | 1 | 1 | 1 | 1 | 0 | 0 |  | 100% | 1 | 1 | 1 | 1 | 1 | 1 | 1 | 1 | 1 | 1 | 1 | 1 | 1 | 1 | 1 | 1 | 1 | 1 | 1 | 1 | 1 | 1 | 1 | 1 | 1 | 1 | 1 | 1 | 1 | 1 | 1 | 0 | 0 |  | 100% | 1 | 1 | 1 | 1 | 1 | 1 | 1 | 1 | 1 | 1 | 1 | 1 | 1 | 1 | 1 | 1 | 1 | 1 | 1 | 1 | 1 | 1 | 1 | 1 | 1 | 1 | 1 | 1 | 1 | 1 | 1 | 0 | 0 |  | 100% | 1 | 1 | 1 | 1 | 1 | 1 | 1 | 1 | 1 | 1 | 1 | 1 | 1 | 1 | 1 | 1 | 1 | 1 | 1 | 1 | 1 | 1 | 1 | 1 | 1 | 1 | 1 | 1 | 1 | 1 | 0 | 0 |  | 100% | 1 | 1 | 1 | 1 | 1 | 1 | 1 | 1 | 1 | 1 | 1 | 1 | 1 | 1 | 1 | 1 | 1 | 1 | 1 | 1 | 1 | 1 | 1 | 1 | 1 | 1 | 1 | 1 | 1 | 1 | 1 | 0 | 0 |  | 100% | 1 | 1 | 1 | 1 | 1 | 1 | 1 | 1 | 1 | 1 | 1 | 1 | 1 | 1 | 1 | 1 | 1 | 1 | 1 | 1 | 1 | 1 | 1 | 1 | 1 | 1 | 1 | 1 | 1 | 1 | 0 | 0 |  | 100% | 1 | 1 | 1 | 1 | 1 | 1 | 1 | 1 | 1 | 1 | 1 | 1 | 1 | 1 | 1 | 1 | 1 | 1 | 1 | 1 | 1 | 1 | 1 | 1 | 1 | 1 | 1 | 1 | 1 | 1 | 1 | 0 | 0 |  | 100% | 0 | 0 |  | 100% | bar: 2027-01-01 to 2027-01-31
| ARM DISJ. BAT A2 | Amoire disj. Batteries ond A2 | CARSAT | BAT 2 LOCAL PARKING N-1 | COURFO | ELECTRICITE COURANTS FORTS | ONDULE | ONDULEUR |  |  |  |  | 1 | 1 | [31 empty] | 0 | 0 |  | 100% | 1 | 1 | 1 | 1 | 1 | 1 | 1 | 1 | 1 | 1 | 1 | 1 | 1 | 1 | 1 | 1 | 1 | 1 | 1 | 1 | 1 | 1 | 1 | 1 | 1 | 1 | 1 | 1 | 0 | 0 |  | 100% | 1 | 1 | 1 | 1 | 1 | 1 | 1 | 1 | 1 | 1 | 1 | 1 | 1 | 1 | 1 | 1 | 1 | 1 | 1 | 1 | 1 | 1 | 1 | 1 | 1 | 1 | 1 | 1 | 1 | 1 | 1 | 0 | 0 |  | 100% | 1 | 1 | 1 | 1 | 1 | 1 | 1 | 1 | 1 | 1 | 1 | 1 | 1 | 1 | 1 | 1 | 1 | 1 | 1 | 1 | 1 | 1 | 1 | 1 | 1 | 1 | 1 | 1 | 1 | 1 | 0 | 0 |  | 100% | 1 | 1 | 1 | 1 | 1 | 1 | 1 | 1 | 1 | 1 | 1 | 1 | 1 | 1 | 1 | 1 | 1 | 1 | 1 | 1 | 1 | 1 | 1 | 1 | 1 | 1 | 1 | 1 | 1 | 1 | 1 | 0 | 0 |  | 100% | 1 | 1 | 1 | 1 | 1 | 1 | 1 | 1 | 1 | 1 | 1 | 1 | 1 | 1 | 1 | 1 | 1 | 1 | 1 | 1 | 1 | 1 | 1 | 1 | 1 | 1 | 1 | 1 | 1 | 1 | 0 | 0 |  | 100% | 1 | 1 | 1 | 1 | 1 | 1 | 1 | 1 | 1 | 1 | 1 | 1 | 1 | 1 | 1 | 1 | 1 | 1 | 1 | 1 | 1 | 1 | 1 | 1 | 1 | 1 | 1 | 1 | 1 | 1 | 1 | 0 | 0 |  | 100% | 1 | 1 | 1 | 1 | 1 | 1 | 1 | 1 | 1 | 1 | 1 | 1 | 1 | 1 | 1 | 1 | 1 | 1 | 1 | 1 | 1 | 1 | 1 | 1 | 1 | 1 | 1 | 1 | 1 | 1 | 1 | 0 | 0 |  | 100% | 1 | 1 | 1 | 1 | 1 | 1 | 1 | 1 | 1 | 1 | 1 | 1 | 1 | 1 | 1 | 1 | 1 | 1 | 1 | 1 | 1 | 1 | 1 | 1 | 1 | 1 | 1 | 1 | 1 | 1 | 0 | 0 |  | 100% | 1 | 1 | 1 | 1 | 1 | 1 | 1 | 1 | 1 | 1 | 1 | 1 | 1 | 1 | 1 | 1 | 1 | 1 | 1 | 1 | 1 | 1 | 1 | 1 | 1 | 1 | 1 | 1 | 1 | 1 | 1 | 0 | 0 |  | 100% | 1 | 1 | 1 | 1 | 1 | 1 | 1 | 1 | 1 | 1 | 1 | 1 | 1 | 1 | 1 | 1 | 1 | 1 | 1 | 1 | 1 | 1 | 1 | 1 | 1 | 1 | 1 | 1 | 1 | 1 | 0 | 0 |  | 100% | 1 | 1 | 1 | 1 | 1 | 1 | 1 | 1 | 1 | 1 | 1 | 1 | 1 | 1 | 1 | 1 | 1 | 1 | 1 | 1 | 1 | 1 | 1 | 1 | 1 | 1 | 1 | 1 | 1 | 1 | 1 | 0 | 0 |  | 100% | 0 | 0 |  | 100% | bar: 2027-01-01 to 2027-01-31
| ARM DISJ. BAT B1 | ARM disj. Batteries B1 | CARSAT | BAT 2 LOCAL PARKING N-1 | COURFO | ELECTRICITE COURANTS FORTS | ONDULE | ONDULEUR |  |  |  |  | 1 | 1 | [31 empty] | 0 | 0 |  | 100% | 1 | 1 | 1 | 1 | 1 | 1 | 1 | 1 | 1 | 1 | 1 | 1 | 1 | 1 | 1 | 1 | 1 | 1 | 1 | 1 | 1 | 1 | 1 | 1 | 1 | 1 | 1 | 1 | 0 | 0 |  | 100% | 1 | 1 | 1 | 1 | 1 | 1 | 1 | 1 | 1 | 1 | 1 | 1 | 1 | 1 | 1 | 1 | 1 | 1 | 1 | 1 | 1 | 1 | 1 | 1 | 1 | 1 | 1 | 1 | 1 | 1 | 1 | 0 | 0 |  | 100% | 1 | 1 | 1 | 1 | 1 | 1 | 1 | 1 | 1 | 1 | 1 | 1 | 1 | 1 | 1 | 1 | 1 | 1 | 1 | 1 | 1 | 1 | 1 | 1 | 1 | 1 | 1 | 1 | 1 | 1 | 0 | 0 |  | 100% | 1 | 1 | 1 | 1 | 1 | 1 | 1 | 1 | 1 | 1 | 1 | 1 | 1 | 1 | 1 | 1 | 1 | 1 | 1 | 1 | 1 | 1 | 1 | 1 | 1 | 1 | 1 | 1 | 1 | 1 | 1 | 0 | 0 |  | 100% | 1 | 1 | 1 | 1 | 1 | 1 | 1 | 1 | 1 | 1 | 1 | 1 | 1 | 1 | 1 | 1 | 1 | 1 | 1 | 1 | 1 | 1 | 1 | 1 | 1 | 1 | 1 | 1 | 1 | 1 | 0 | 0 |  | 100% | 1 | 1 | 1 | 1 | 1 | 1 | 1 | 1 | 1 | 1 | 1 | 1 | 1 | 1 | 1 | 1 | 1 | 1 | 1 | 1 | 1 | 1 | 1 | 1 | 1 | 1 | 1 | 1 | 1 | 1 | 1 | 0 | 0 |  | 100% | 1 | 1 | 1 | 1 | 1 | 1 | 1 | 1 | 1 | 1 | 1 | 1 | 1 | 1 | 1 | 1 | 1 | 1 | 1 | 1 | 1 | 1 | 1 | 1 | 1 | 1 | 1 | 1 | 1 | 1 | 1 | 0 | 0 |  | 100% | 1 | 1 | 1 | 1 | 1 | 1 | 1 | 1 | 1 | 1 | 1 | 1 | 1 | 1 | 1 | 1 | 1 | 1 | 1 | 1 | 1 | 1 | 1 | 1 | 1 | 1 | 1 | 1 | 1 | 1 | 0 | 0 |  | 100% | 1 | 1 | 1 | 1 | 1 | 1 | 1 | 1 | 1 | 1 | 1 | 1 | 1 | 1 | 1 | 1 | 1 | 1 | 1 | 1 | 1 | 1 | 1 | 1 | 1 | 1 | 1 | 1 | 1 | 1 | 1 | 0 | 0 |  | 100% | 1 | 1 | 1 | 1 | 1 | 1 | 1 | 1 | 1 | 1 | 1 | 1 | 1 | 1 | 1 | 1 | 1 | 1 | 1 | 1 | 1 | 1 | 1 | 1 | 1 | 1 | 1 | 1 | 1 | 1 | 0 | 0 |  | 100% | 1 | 1 | 1 | 1 | 1 | 1 | 1 | 1 | 1 | 1 | 1 | 1 | 1 | 1 | 1 | 1 | 1 | 1 | 1 | 1 | 1 | 1 | 1 | 1 | 1 | 1 | 1 | 1 | 1 | 1 | 1 | 0 | 0 |  | 100% | 0 | 0 |  | 100% | bar: 2027-01-01 to 2027-01-31
| ARM DISJ. BAT B2 | ARM disj. Batteries B2 | CARSAT | BAT 2 LOCAL PARKING N-1 | COURFO | ELECTRICITE COURANTS FORTS | ONDULE | ONDULEUR |  |  |  |  | 1 | 1 | [31 empty] | 0 | 0 |  | 100% | 1 | 1 | 1 | 1 | 1 | 1 | 1 | 1 | 1 | 1 | 1 | 1 | 1 | 1 | 1 | 1 | 1 | 1 | 1 | 1 | 1 | 1 | 1 | 1 | 1 | 1 | 1 | 1 | 0 | 0 |  | 100% | 1 | 1 | 1 | 1 | 1 | 1 | 1 | 1 | 1 | 1 | 1 | 1 | 1 | 1 | 1 | 1 | 1 | 1 | 1 | 1 | 1 | 1 | 1 | 1 | 1 | 1 | 1 | 1 | 1 | 1 | 1 | 0 | 0 |  | 100% | 1 | 1 | 1 | 1 | 1 | 1 | 1 | 1 | 1 | 1 | 1 | 1 | 1 | 1 | 1 | 1 | 1 | 1 | 1 | 1 | 1 | 1 | 1 | 1 | 1 | 1 | 1 | 1 | 1 | 1 | 0 | 0 |  | 100% | 1 | 1 | 1 | 1 | 1 | 1 | 1 | 1 | 1 | 1 | 1 | 1 | 1 | 1 | 1 | 1 | 1 | 1 | 1 | 1 | 1 | 1 | 1 | 1 | 1 | 1 | 1 | 1 | 1 | 1 | 1 | 0 | 0 |  | 100% | 1 | 1 | 1 | 1 | 1 | 1 | 1 | 1 | 1 | 1 | 1 | 1 | 1 | 1 | 1 | 1 | 1 | 1 | 1 | 1 | 1 | 1 | 1 | 1 | 1 | 1 | 1 | 1 | 1 | 1 | 0 | 0 |  | 100% | 1 | 1 | 1 | 1 | 1 | 1 | 1 | 1 | 1 | 1 | 1 | 1 | 1 | 1 | 1 | 1 | 1 | 1 | 1 | 1 | 1 | 1 | 1 | 1 | 1 | 1 | 1 | 1 | 1 | 1 | 1 | 0 | 0 |  | 100% | 1 | 1 | 1 | 1 | 1 | 1 | 1 | 1 | 1 | 1 | 1 | 1 | 1 | 1 | 1 | 1 | 1 | 1 | 1 | 1 | 1 | 1 | 1 | 1 | 1 | 1 | 1 | 1 | 1 | 1 | 1 | 0 | 0 |  | 100% | 1 | 1 | 1 | 1 | 1 | 1 | 1 | 1 | 1 | 1 | 1 | 1 | 1 | 1 | 1 | 1 | 1 | 1 | 1 | 1 | 1 | 1 | 1 | 1 | 1 | 1 | 1 | 1 | 1 | 1 | 0 | 0 |  | 100% | 1 | 1 | 1 | 1 | 1 | 1 | 1 | 1 | 1 | 1 | 1 | 1 | 1 | 1 | 1 | 1 | 1 | 1 | 1 | 1 | 1 | 1 | 1 | 1 | 1 | 1 | 1 | 1 | 1 | 1 | 1 | 0 | 0 |  | 100% | 1 | 1 | 1 | 1 | 1 | 1 | 1 | 1 | 1 | 1 | 1 | 1 | 1 | 1 | 1 | 1 | 1 | 1 | 1 | 1 | 1 | 1 | 1 | 1 | 1 | 1 | 1 | 1 | 1 | 1 | 0 | 0 |  | 100% | 1 | 1 | 1 | 1 | 1 | 1 | 1 | 1 | 1 | 1 | 1 | 1 | 1 | 1 | 1 | 1 | 1 | 1 | 1 | 1 | 1 | 1 | 1 | 1 | 1 | 1 | 1 | 1 | 1 | 1 | 1 | 0 | 0 |  | 100% | 0 | 0 |  | 100% | bar: 2027-01-01 to 2027-01-31
| ARM HQ A1 C | Armoire HQ A1 | CARSAT | BAT 2 SALLE 4 | COURFO | ELECTRICITE COURANTS FORTS | ARMELE | ARMOIRE / COFFRET ELECTRIQUE |  |  |  |  | 1 | 1 | [31 empty] | 0 | 0 |  | 100% | 1 | 1 | 1 | 1 | 1 | 1 | 1 | 1 | 1 | 1 | 1 | 1 | 1 | 1 | 1 | 1 | 1 | 1 | 1 | 1 | 1 | 1 | 1 | 1 | 1 | 1 | 1 | 1 | 0 | 0 |  | 100% | 1 | 1 | 1 | 1 | 1 | 1 | 1 | 1 | 1 | 1 | 1 | 1 | 1 | 1 | 1 | 1 | 1 | 1 | 1 | 1 | 1 | 1 | 1 | 1 | 1 | 1 | 1 | 1 | 1 | 1 | 1 | 0 | 0 |  | 100% | 1 | 1 | 1 | 1 | 1 | 1 | 1 | 1 | 1 | 1 | 1 | 1 | 1 | 1 | 1 | 1 | 1 | 1 | 1 | 1 | 1 | 1 | 1 | 1 | 1 | 1 | 1 | 1 | 1 | 1 | 0 | 0 |  | 100% | 1 | 1 | 1 | 1 | 1 | 1 | 1 | 1 | 1 | 1 | 1 | 1 | 1 | 1 | 1 | 1 | 1 | 1 | 1 | 1 | 1 | 1 | 1 | 1 | 1 | 1 | 1 | 1 | 1 | 1 | 1 | 0 | 0 |  | 100% | 1 | 1 | 1 | 1 | 1 | 1 | 1 | 1 | 1 | 1 | 1 | 1 | 1 | 1 | 1 | 1 | 1 | 1 | 1 | 1 | 1 | 1 | 1 | 1 | 1 | 1 | 1 | 1 | 1 | 1 | 0 | 0 |  | 100% | 1 | 1 | 1 | 1 | 1 | 1 | 1 | 1 | 1 | 1 | 1 | 1 | 1 | 1 | 1 | 1 | 1 | 1 | 1 | 1 | 1 | 1 | 1 | 1 | 1 | 1 | 1 | 1 | 1 | 1 | 1 | 0 | 0 |  | 100% | 1 | 1 | 1 | 1 | 1 | 1 | 1 | 1 | 1 | 1 | 1 | 1 | 1 | 1 | 1 | 1 | 1 | 1 | 1 | 1 | 1 | 1 | 1 | 1 | 1 | 1 | 1 | 1 | 1 | 1 | 1 | 0 | 0 |  | 100% | 1 | 1 | 1 | 1 | 1 | 1 | 1 | 1 | 1 | 1 | 1 | 1 | 1 | 1 | 1 | 1 | 1 | 1 | 1 | 1 | 1 | 1 | 1 | 1 | 1 | 1 | 1 | 1 | 1 | 1 | 0 | 0 |  | 100% | 1 | 1 | 1 | 1 | 1 | 1 | 1 | 1 | 1 | 1 | 1 | 1 | 1 | 1 | 1 | 1 | 1 | 1 | 1 | 1 | 1 | 1 | 1 | 1 | 1 | 1 | 1 | 1 | 1 | 1 | 1 | 0 | 0 |  | 100% | 1 | 1 | 1 | 1 | 1 | 1 | 1 | 1 | 1 | 1 | 1 | 1 | 1 | 1 | 1 | 1 | 1 | 1 | 1 | 1 | 1 | 1 | 1 | 1 | 1 | 1 | 1 | 1 | 1 | 1 | 0 | 0 |  | 100% | 1 | 1 | 1 | 1 | 1 | 1 | 1 | 1 | 1 | 1 | 1 | 1 | 1 | 1 | 1 | 1 | 1 | 1 | 1 | 1 | 1 | 1 | 1 | 1 | 1 | 1 | 1 | 1 | 1 | 1 | 1 | 0 | 0 |  | 100% | 0 | 0 |  | 100% | bar: 2027-01-01 to 2027-01-31
| ARM HQ A2 | Armoire HQ A2 | CARSAT | BAT 2 SALLE 1 | COURFO | ELECTRICITE COURANTS FORTS | ARMELE | ARMOIRE / COFFRET ELECTRIQUE |  |  |  |  | 1 | 1 | [31 empty] | 0 | 0 |  | 100% | 1 | 1 | 1 | 1 | 1 | 1 | 1 | 1 | 1 | 1 | 1 | 1 | 1 | 1 | 1 | 1 | 1 | 1 | 1 | 1 | 1 | 1 | 1 | 1 | 1 | 1 | 1 | 1 | 0 | 0 |  | 100% | 1 | 1 | 1 | 1 | 1 | 1 | 1 | 1 | 1 | 1 | 1 | 1 | 1 | 1 | 1 | 1 | 1 | 1 | 1 | 1 | 1 | 1 | 1 | 1 | 1 | 1 | 1 | 1 | 1 | 1 | 1 | 0 | 0 |  | 100% | 1 | 1 | 1 | 1 | 1 | 1 | 1 | 1 | 1 | 1 | 1 | 1 | 1 | 1 | 1 | 1 | 1 | 1 | 1 | 1 | 1 | 1 | 1 | 1 | 1 | 1 | 1 | 1 | 1 | 1 | 0 | 0 |  | 100% | 1 | 1 | 1 | 1 | 1 | 1 | 1 | 1 | 1 | 1 | 1 | 1 | 1 | 1 | 1 | 1 | 1 | 1 | 1 | 1 | 1 | 1 | 1 | 1 | 1 | 1 | 1 | 1 | 1 | 1 | 1 | 0 | 0 |  | 100% | 1 | 1 | 1 | 1 | 1 | 1 | 1 | 1 | 1 | 1 | 1 | 1 | 1 | 1 | 1 | 1 | 1 | 1 | 1 | 1 | 1 | 1 | 1 | 1 | 1 | 1 | 1 | 1 | 1 | 1 | 0 | 0 |  | 100% | 1 | 1 | 1 | 1 | 1 | 1 | 1 | 1 | 1 | 1 | 1 | 1 | 1 | 1 | 1 | 1 | 1 | 1 | 1 | 1 | 1 | 1 | 1 | 1 | 1 | 1 | 1 | 1 | 1 | 1 | 1 | 0 | 0 |  | 100% | 1 | 1 | 1 | 1 | 1 | 1 | 1 | 1 | 1 | 1 | 1 | 1 | 1 | 1 | 1 | 1 | 1 | 1 | 1 | 1 | 1 | 1 | 1 | 1 | 1 | 1 | 1 | 1 | 1 | 1 | 1 | 0 | 0 |  | 100% | 1 | 1 | 1 | 1 | 1 | 1 | 1 | 1 | 1 | 1 | 1 | 1 | 1 | 1 | 1 | 1 | 1 | 1 | 1 | 1 | 1 | 1 | 1 | 1 | 1 | 1 | 1 | 1 | 1 | 1 | 0 | 0 |  | 100% | 1 | 1 | 1 | 1 | 1 | 1 | 1 | 1 | 1 | 1 | 1 | 1 | 1 | 1 | 1 | 1 | 1 | 1 | 1 | 1 | 1 | 1 | 1 | 1 | 1 | 1 | 1 | 1 | 1 | 1 | 1 | 0 | 0 |  | 100% | 1 | 1 | 1 | 1 | 1 | 1 | 1 | 1 | 1 | 1 | 1 | 1 | 1 | 1 | 1 | 1 | 1 | 1 | 1 | 1 | 1 | 1 | 1 | 1 | 1 | 1 | 1 | 1 | 1 | 1 | 0 | 0 |  | 100% | 1 | 1 | 1 | 1 | 1 | 1 | 1 | 1 | 1 | 1 | 1 | 1 | 1 | 1 | 1 | 1 | 1 | 1 | 1 | 1 | 1 | 1 | 1 | 1 | 1 | 1 | 1 | 1 | 1 | 1 | 1 | 0 | 0 |  | 100% | 0 | 0 |  | 100% | bar: 2027-01-01 to 2027-01-31
| ARM HQ A3 | Armoire HQ A3 | CARSAT | BAT 2 SALLE2 | COURFO | ELECTRICITE COURANTS FORTS | ARMELE | ARMOIRE / COFFRET ELECTRIQUE |  |  |  |  | 1 | 1 | [31 empty] | 0 | 0 |  | 100% | 1 | 1 | 1 | 1 | 1 | 1 | 1 | 1 | 1 | 1 | 1 | 1 | 1 | 1 | 1 | 1 | 1 | 1 | 1 | 1 | 1 | 1 | 1 | 1 | 1 | 1 | 1 | 1 | 0 | 0 |  | 100% | 1 | 1 | 1 | 1 | 1 | 1 | 1 | 1 | 1 | 1 | 1 | 1 | 1 | 1 | 1 | 1 | 1 | 1 | 1 | 1 | 1 | 1 | 1 | 1 | 1 | 1 | 1 | 1 | 1 | 1 | 1 | 0 | 0 |  | 100% | 1 | 1 | 1 | 1 | 1 | 1 | 1 | 1 | 1 | 1 | 1 | 1 | 1 | 1 | 1 | 1 | 1 | 1 | 1 | 1 | 1 | 1 | 1 | 1 | 1 | 1 | 1 | 1 | 1 | 1 | 0 | 0 |  | 100% | 1 | 1 | 1 | 1 | 1 | 1 | 1 | 1 | 1 | 1 | 1 | 1 | 1 | 1 | 1 | 1 | 1 | 1 | 1 | 1 | 1 | 1 | 1 | 1 | 1 | 1 | 1 | 1 | 1 | 1 | 1 | 0 | 0 |  | 100% | 1 | 1 | 1 | 1 | 1 | 1 | 1 | 1 | 1 | 1 | 1 | 1 | 1 | 1 | 1 | 1 | 1 | 1 | 1 | 1 | 1 | 1 | 1 | 1 | 1 | 1 | 1 | 1 | 1 | 1 | 0 | 0 |  | 100% | 1 | 1 | 1 | 1 | 1 | 1 | 1 | 1 | 1 | 1 | 1 | 1 | 1 | 1 | 1 | 1 | 1 | 1 | 1 | 1 | 1 | 1 | 1 | 1 | 1 | 1 | 1 | 1 | 1 | 1 | 1 | 0 | 0 |  | 100% | 1 | 1 | 1 | 1 | 1 | 1 | 1 | 1 | 1 | 1 | 1 | 1 | 1 | 1 | 1 | 1 | 1 | 1 | 1 | 1 | 1 | 1 | 1 | 1 | 1 | 1 | 1 | 1 | 1 | 1 | 1 | 0 | 0 |  | 100% | 1 | 1 | 1 | 1 | 1 | 1 | 1 | 1 | 1 | 1 | 1 | 1 | 1 | 1 | 1 | 1 | 1 | 1 | 1 | 1 | 1 | 1 | 1 | 1 | 1 | 1 | 1 | 1 | 1 | 1 | 0 | 0 |  | 100% | 1 | 1 | 1 | 1 | 1 | 1 | 1 | 1 | 1 | 1 | 1 | 1 | 1 | 1 | 1 | 1 | 1 | 1 | 1 | 1 | 1 | 1 | 1 | 1 | 1 | 1 | 1 | 1 | 1 | 1 | 1 | 0 | 0 |  | 100% | 1 | 1 | 1 | 1 | 1 | 1 | 1 | 1 | 1 | 1 | 1 | 1 | 1 | 1 | 1 | 1 | 1 | 1 | 1 | 1 | 1 | 1 | 1 | 1 | 1 | 1 | 1 | 1 | 1 | 1 | 0 | 0 |  | 100% | 1 | 1 | 1 | 1 | 1 | 1 | 1 | 1 | 1 | 1 | 1 | 1 | 1 | 1 | 1 | 1 | 1 | 1 | 1 | 1 | 1 | 1 | 1 | 1 | 1 | 1 | 1 | 1 | 1 | 1 | 1 | 0 | 0 |  | 100% | 0 | 0 |  | 100% | bar: 2027-01-01 to 2027-01-31
| ARM HQ A4 | Armoire HQ A4 | CARSAT | BAT 2 SALLE2 | COURFO | ELECTRICITE COURANTS FORTS | ARMELE | ARMOIRE / COFFRET ELECTRIQUE |  |  |  |  | 1 | 1 | [31 empty] | 0 | 0 |  | 100% | 1 | 1 | 1 | 1 | 1 | 1 | 1 | 1 | 1 | 1 | 1 | 1 | 1 | 1 | 1 | 1 | 1 | 1 | 1 | 1 | 1 | 1 | 1 | 1 | 1 | 1 | 1 | 1 | 0 | 0 |  | 100% | 1 | 1 | 1 | 1 | 1 | 1 | 1 | 1 | 1 | 1 | 1 | 1 | 1 | 1 | 1 | 1 | 1 | 1 | 1 | 1 | 1 | 1 | 1 | 1 | 1 | 1 | 1 | 1 | 1 | 1 | 1 | 0 | 0 |  | 100% | 1 | 1 | 1 | 1 | 1 | 1 | 1 | 1 | 1 | 1 | 1 | 1 | 1 | 1 | 1 | 1 | 1 | 1 | 1 | 1 | 1 | 1 | 1 | 1 | 1 | 1 | 1 | 1 | 1 | 1 | 0 | 0 |  | 100% | 1 | 1 | 1 | 1 | 1 | 1 | 1 | 1 | 1 | 1 | 1 | 1 | 1 | 1 | 1 | 1 | 1 | 1 | 1 | 1 | 1 | 1 | 1 | 1 | 1 | 1 | 1 | 1 | 1 | 1 | 1 | 0 | 0 |  | 100% | 1 | 1 | 1 | 1 | 1 | 1 | 1 | 1 | 1 | 1 | 1 | 1 | 1 | 1 | 1 | 1 | 1 | 1 | 1 | 1 | 1 | 1 | 1 | 1 | 1 | 1 | 1 | 1 | 1 | 1 | 0 | 0 |  | 100% | 1 | 1 | 1 | 1 | 1 | 1 | 1 | 1 | 1 | 1 | 1 | 1 | 1 | 1 | 1 | 1 | 1 | 1 | 1 | 1 | 1 | 1 | 1 | 1 | 1 | 1 | 1 | 1 | 1 | 1 | 1 | 0 | 0 |  | 100% | 1 | 1 | 1 | 1 | 1 | 1 | 1 | 1 | 1 | 1 | 1 | 1 | 1 | 1 | 1 | 1 | 1 | 1 | 1 | 1 | 1 | 1 | 1 | 1 | 1 | 1 | 1 | 1 | 1 | 1 | 1 | 0 | 0 |  | 100% | 1 | 1 | 1 | 1 | 1 | 1 | 1 | 1 | 1 | 1 | 1 | 1 | 1 | 1 | 1 | 1 | 1 | 1 | 1 | 1 | 1 | 1 | 1 | 1 | 1 | 1 | 1 | 1 | 1 | 1 | 0 | 0 |  | 100% | 1 | 1 | 1 | 1 | 1 | 1 | 1 | 1 | 1 | 1 | 1 | 1 | 1 | 1 | 1 | 1 | 1 | 1 | 1 | 1 | 1 | 1 | 1 | 1 | 1 | 1 | 1 | 1 | 1 | 1 | 1 | 0 | 0 |  | 100% | 1 | 1 | 1 | 1 | 1 | 1 | 1 | 1 | 1 | 1 | 1 | 1 | 1 | 1 | 1 | 1 | 1 | 1 | 1 | 1 | 1 | 1 | 1 | 1 | 1 | 1 | 1 | 1 | 1 | 1 | 0 | 0 |  | 100% | 1 | 1 | 1 | 1 | 1 | 1 | 1 | 1 | 1 | 1 | 1 | 1 | 1 | 1 | 1 | 1 | 1 | 1 | 1 | 1 | 1 | 1 | 1 | 1 | 1 | 1 | 1 | 1 | 1 | 1 | 1 | 0 | 0 |  | 100% | 0 | 0 |  | 100% | bar: 2027-01-01 to 2027-01-31
| ARM HQ A5 C | Armoire HQ A5 | CARSAT | BAT 2 SALLE 5 | COURFO | ELECTRICITE COURANTS FORTS | ARMELE | ARMOIRE / COFFRET ELECTRIQUE |  |  |  |  | 1 | 1 | [31 empty] | 0 | 0 |  | 100% | 1 | 1 | 1 | 1 | 1 | 1 | 1 | 1 | 1 | 1 | 1 | 1 | 1 | 1 | 1 | 1 | 1 | 1 | 1 | 1 | 1 | 1 | 1 | 1 | 1 | 1 | 1 | 1 | 0 | 0 |  | 100% | 1 | 1 | 1 | 1 | 1 | 1 | 1 | 1 | 1 | 1 | 1 | 1 | 1 | 1 | 1 | 1 | 1 | 1 | 1 | 1 | 1 | 1 | 1 | 1 | 1 | 1 | 1 | 1 | 1 | 1 | 1 | 0 | 0 |  | 100% | 1 | 1 | 1 | 1 | 1 | 1 | 1 | 1 | 1 | 1 | 1 | 1 | 1 | 1 | 1 | 1 | 1 | 1 | 1 | 1 | 1 | 1 | 1 | 1 | 1 | 1 | 1 | 1 | 1 | 1 | 0 | 0 |  | 100% | 1 | 1 | 1 | 1 | 1 | 1 | 1 | 1 | 1 | 1 | 1 | 1 | 1 | 1 | 1 | 1 | 1 | 1 | 1 | 1 | 1 | 1 | 1 | 1 | 1 | 1 | 1 | 1 | 1 | 1 | 1 | 0 | 0 |  | 100% | 1 | 1 | 1 | 1 | 1 | 1 | 1 | 1 | 1 | 1 | 1 | 1 | 1 | 1 | 1 | 1 | 1 | 1 | 1 | 1 | 1 | 1 | 1 | 1 | 1 | 1 | 1 | 1 | 1 | 1 | 0 | 0 |  | 100% | 1 | 1 | 1 | 1 | 1 | 1 | 1 | 1 | 1 | 1 | 1 | 1 | 1 | 1 | 1 | 1 | 1 | 1 | 1 | 1 | 1 | 1 | 1 | 1 | 1 | 1 | 1 | 1 | 1 | 1 | 1 | 0 | 0 |  | 100% | 1 | 1 | 1 | 1 | 1 | 1 | 1 | 1 | 1 | 1 | 1 | 1 | 1 | 1 | 1 | 1 | 1 | 1 | 1 | 1 | 1 | 1 | 1 | 1 | 1 | 1 | 1 | 1 | 1 | 1 | 1 | 0 | 0 |  | 100% | 1 | 1 | 1 | 1 | 1 | 1 | 1 | 1 | 1 | 1 | 1 | 1 | 1 | 1 | 1 | 1 | 1 | 1 | 1 | 1 | 1 | 1 | 1 | 1 | 1 | 1 | 1 | 1 | 1 | 1 | 0 | 0 |  | 100% | 1 | 1 | 1 | 1 | 1 | 1 | 1 | 1 | 1 | 1 | 1 | 1 | 1 | 1 | 1 | 1 | 1 | 1 | 1 | 1 | 1 | 1 | 1 | 1 | 1 | 1 | 1 | 1 | 1 | 1 | 1 | 0 | 0 |  | 100% | 1 | 1 | 1 | 1 | 1 | 1 | 1 | 1 | 1 | 1 | 1 | 1 | 1 | 1 | 1 | 1 | 1 | 1 | 1 | 1 | 1 | 1 | 1 | 1 | 1 | 1 | 1 | 1 | 1 | 1 | 0 | 0 |  | 100% | 1 | 1 | 1 | 1 | 1 | 1 | 1 | 1 | 1 | 1 | 1 | 1 | 1 | 1 | 1 | 1 | 1 | 1 | 1 | 1 | 1 | 1 | 1 | 1 | 1 | 1 | 1 | 1 | 1 | 1 | 1 | 0 | 0 |  | 100% | 0 | 0 |  | 100% | bar: 2027-01-01 to 2027-01-31
| ARM HQ B1 | Armoire HQ B1 | CARSAT | BAT 2 SALLE3 | COURFO | ELECTRICITE COURANTS FORTS | ARMELE | ARMOIRE / COFFRET ELECTRIQUE |  |  |  |  | 1 | 1 | [31 empty] | 0 | 0 |  | 100% | 1 | 1 | 1 | 1 | 1 | 1 | 1 | 1 | 1 | 1 | 1 | 1 | 1 | 1 | 1 | 1 | 1 | 1 | 1 | 1 | 1 | 1 | 1 | 1 | 1 | 1 | 1 | 1 | 0 | 0 |  | 100% | 1 | 1 | 1 | 1 | 1 | 1 | 1 | 1 | 1 | 1 | 1 | 1 | 1 | 1 | 1 | 1 | 1 | 1 | 1 | 1 | 1 | 1 | 1 | 1 | 1 | 1 | 1 | 1 | 1 | 1 | 1 | 0 | 0 |  | 100% | 1 | 1 | 1 | 1 | 1 | 1 | 1 | 1 | 1 | 1 | 1 | 1 | 1 | 1 | 1 | 1 | 1 | 1 | 1 | 1 | 1 | 1 | 1 | 1 | 1 | 1 | 1 | 1 | 1 | 1 | 0 | 0 |  | 100% | 1 | 1 | 1 | 1 | 1 | 1 | 1 | 1 | 1 | 1 | 1 | 1 | 1 | 1 | 1 | 1 | 1 | 1 | 1 | 1 | 1 | 1 | 1 | 1 | 1 | 1 | 1 | 1 | 1 | 1 | 1 | 0 | 0 |  | 100% | 1 | 1 | 1 | 1 | 1 | 1 | 1 | 1 | 1 | 1 | 1 | 1 | 1 | 1 | 1 | 1 | 1 | 1 | 1 | 1 | 1 | 1 | 1 | 1 | 1 | 1 | 1 | 1 | 1 | 1 | 0 | 0 |  | 100% | 1 | 1 | 1 | 1 | 1 | 1 | 1 | 1 | 1 | 1 | 1 | 1 | 1 | 1 | 1 | 1 | 1 | 1 | 1 | 1 | 1 | 1 | 1 | 1 | 1 | 1 | 1 | 1 | 1 | 1 | 1 | 0 | 0 |  | 100% | 1 | 1 | 1 | 1 | 1 | 1 | 1 | 1 | 1 | 1 | 1 | 1 | 1 | 1 | 1 | 1 | 1 | 1 | 1 | 1 | 1 | 1 | 1 | 1 | 1 | 1 | 1 | 1 | 1 | 1 | 1 | 0 | 0 |  | 100% | 1 | 1 | 1 | 1 | 1 | 1 | 1 | 1 | 1 | 1 | 1 | 1 | 1 | 1 | 1 | 1 | 1 | 1 | 1 | 1 | 1 | 1 | 1 | 1 | 1 | 1 | 1 | 1 | 1 | 1 | 0 | 0 |  | 100% | 1 | 1 | 1 | 1 | 1 | 1 | 1 | 1 | 1 | 1 | 1 | 1 | 1 | 1 | 1 | 1 | 1 | 1 | 1 | 1 | 1 | 1 | 1 | 1 | 1 | 1 | 1 | 1 | 1 | 1 | 1 | 0 | 0 |  | 100% | 1 | 1 | 1 | 1 | 1 | 1 | 1 | 1 | 1 | 1 | 1 | 1 | 1 | 1 | 1 | 1 | 1 | 1 | 1 | 1 | 1 | 1 | 1 | 1 | 1 | 1 | 1 | 1 | 1 | 1 | 0 | 0 |  | 100% | 1 | 1 | 1 | 1 | 1 | 1 | 1 | 1 | 1 | 1 | 1 | 1 | 1 | 1 | 1 | 1 | 1 | 1 | 1 | 1 | 1 | 1 | 1 | 1 | 1 | 1 | 1 | 1 | 1 | 1 | 1 | 0 | 0 |  | 100% | 0 | 0 |  | 100% | bar: 2027-01-01 to 2027-01-31
| ARM HQ B2 | Armoire HQ B2 | CARSAT | BAT 2 SALLE 1 | COURFO | ELECTRICITE COURANTS FORTS | ARMELE | ARMOIRE / COFFRET ELECTRIQUE |  |  |  |  | 1 | 1 | [31 empty] | 0 | 0 |  | 100% | 1 | 1 | 1 | 1 | 1 | 1 | 1 | 1 | 1 | 1 | 1 | 1 | 1 | 1 | 1 | 1 | 1 | 1 | 1 | 1 | 1 | 1 | 1 | 1 | 1 | 1 | 1 | 1 | 0 | 0 |  | 100% | 1 | 1 | 1 | 1 | 1 | 1 | 1 | 1 | 1 | 1 | 1 | 1 | 1 | 1 | 1 | 1 | 1 | 1 | 1 | 1 | 1 | 1 | 1 | 1 | 1 | 1 | 1 | 1 | 1 | 1 | 1 | 0 | 0 |  | 100% | 1 | 1 | 1 | 1 | 1 | 1 | 1 | 1 | 1 | 1 | 1 | 1 | 1 | 1 | 1 | 1 | 1 | 1 | 1 | 1 | 1 | 1 | 1 | 1 | 1 | 1 | 1 | 1 | 1 | 1 | 0 | 0 |  | 100% | 1 | 1 | 1 | 1 | 1 | 1 | 1 | 1 | 1 | 1 | 1 | 1 | 1 | 1 | 1 | 1 | 1 | 1 | 1 | 1 | 1 | 1 | 1 | 1 | 1 | 1 | 1 | 1 | 1 | 1 | 1 | 0 | 0 |  | 100% | 1 | 1 | 1 | 1 | 1 | 1 | 1 | 1 | 1 | 1 | 1 | 1 | 1 | 1 | 1 | 1 | 1 | 1 | 1 | 1 | 1 | 1 | 1 | 1 | 1 | 1 | 1 | 1 | 1 | 1 | 0 | 0 |  | 100% | 1 | 1 | 1 | 1 | 1 | 1 | 1 | 1 | 1 | 1 | 1 | 1 | 1 | 1 | 1 | 1 | 1 | 1 | 1 | 1 | 1 | 1 | 1 | 1 | 1 | 1 | 1 | 1 | 1 | 1 | 1 | 0 | 0 |  | 100% | 1 | 1 | 1 | 1 | 1 | 1 | 1 | 1 | 1 | 1 | 1 | 1 | 1 | 1 | 1 | 1 | 1 | 1 | 1 | 1 | 1 | 1 | 1 | 1 | 1 | 1 | 1 | 1 | 1 | 1 | 1 | 0 | 0 |  | 100% | 1 | 1 | 1 | 1 | 1 | 1 | 1 | 1 | 1 | 1 | 1 | 1 | 1 | 1 | 1 | 1 | 1 | 1 | 1 | 1 | 1 | 1 | 1 | 1 | 1 | 1 | 1 | 1 | 1 | 1 | 0 | 0 |  | 100% | 1 | 1 | 1 | 1 | 1 | 1 | 1 | 1 | 1 | 1 | 1 | 1 | 1 | 1 | 1 | 1 | 1 | 1 | 1 | 1 | 1 | 1 | 1 | 1 | 1 | 1 | 1 | 1 | 1 | 1 | 1 | 0 | 0 |  | 100% | 1 | 1 | 1 | 1 | 1 | 1 | 1 | 1 | 1 | 1 | 1 | 1 | 1 | 1 | 1 | 1 | 1 | 1 | 1 | 1 | 1 | 1 | 1 | 1 | 1 | 1 | 1 | 1 | 1 | 1 | 0 | 0 |  | 100% | 1 | 1 | 1 | 1 | 1 | 1 | 1 | 1 | 1 | 1 | 1 | 1 | 1 | 1 | 1 | 1 | 1 | 1 | 1 | 1 | 1 | 1 | 1 | 1 | 1 | 1 | 1 | 1 | 1 | 1 | 1 | 0 | 0 |  | 100% | 0 | 0 |  | 100% | bar: 2027-01-01 to 2027-01-31
| ARM HQ B3 | Armoire HQ B3 | CARSAT | BAT 2 SALLE 2 | COURFO | ELECTRICITE COURANTS FORTS | ARMELE | ARMOIRE / COFFRET ELECTRIQUE |  |  |  |  | 1 | 1 | [31 empty] | 0 | 0 |  | 100% | 1 | 1 | 1 | 1 | 1 | 1 | 1 | 1 | 1 | 1 | 1 | 1 | 1 | 1 | 1 | 1 | 1 | 1 | 1 | 1 | 1 | 1 | 1 | 1 | 1 | 1 | 1 | 1 | 0 | 0 |  | 100% | 1 | 1 | 1 | 1 | 1 | 1 | 1 | 1 | 1 | 1 | 1 | 1 | 1 | 1 | 1 | 1 | 1 | 1 | 1 | 1 | 1 | 1 | 1 | 1 | 1 | 1 | 1 | 1 | 1 | 1 | 1 | 0 | 0 |  | 100% | 1 | 1 | 1 | 1 | 1 | 1 | 1 | 1 | 1 | 1 | 1 | 1 | 1 | 1 | 1 | 1 | 1 | 1 | 1 | 1 | 1 | 1 | 1 | 1 | 1 | 1 | 1 | 1 | 1 | 1 | 0 | 0 |  | 100% | 1 | 1 | 1 | 1 | 1 | 1 | 1 | 1 | 1 | 1 | 1 | 1 | 1 | 1 | 1 | 1 | 1 | 1 | 1 | 1 | 1 | 1 | 1 | 1 | 1 | 1 | 1 | 1 | 1 | 1 | 1 | 0 | 0 |  | 100% | 1 | 1 | 1 | 1 | 1 | 1 | 1 | 1 | 1 | 1 | 1 | 1 | 1 | 1 | 1 | 1 | 1 | 1 | 1 | 1 | 1 | 1 | 1 | 1 | 1 | 1 | 1 | 1 | 1 | 1 | 0 | 0 |  | 100% | 1 | 1 | 1 | 1 | 1 | 1 | 1 | 1 | 1 | 1 | 1 | 1 | 1 | 1 | 1 | 1 | 1 | 1 | 1 | 1 | 1 | 1 | 1 | 1 | 1 | 1 | 1 | 1 | 1 | 1 | 1 | 0 | 0 |  | 100% | 1 | 1 | 1 | 1 | 1 | 1 | 1 | 1 | 1 | 1 | 1 | 1 | 1 | 1 | 1 | 1 | 1 | 1 | 1 | 1 | 1 | 1 | 1 | 1 | 1 | 1 | 1 | 1 | 1 | 1 | 1 | 0 | 0 |  | 100% | 1 | 1 | 1 | 1 | 1 | 1 | 1 | 1 | 1 | 1 | 1 | 1 | 1 | 1 | 1 | 1 | 1 | 1 | 1 | 1 | 1 | 1 | 1 | 1 | 1 | 1 | 1 | 1 | 1 | 1 | 0 | 0 |  | 100% | 1 | 1 | 1 | 1 | 1 | 1 | 1 | 1 | 1 | 1 | 1 | 1 | 1 | 1 | 1 | 1 | 1 | 1 | 1 | 1 | 1 | 1 | 1 | 1 | 1 | 1 | 1 | 1 | 1 | 1 | 1 | 0 | 0 |  | 100% | 1 | 1 | 1 | 1 | 1 | 1 | 1 | 1 | 1 | 1 | 1 | 1 | 1 | 1 | 1 | 1 | 1 | 1 | 1 | 1 | 1 | 1 | 1 | 1 | 1 | 1 | 1 | 1 | 1 | 1 | 0 | 0 |  | 100% | 1 | 1 | 1 | 1 | 1 | 1 | 1 | 1 | 1 | 1 | 1 | 1 | 1 | 1 | 1 | 1 | 1 | 1 | 1 | 1 | 1 | 1 | 1 | 1 | 1 | 1 | 1 | 1 | 1 | 1 | 1 | 0 | 0 |  | 100% | 0 | 0 |  | 100% | bar: 2027-01-01 to 2027-01-31
| ARM HQ B4 | Armoire HQ B4 | CARSAT | BAT 2 SALLE2 | COURFO | ELECTRICITE COURANTS FORTS | ARMELE | ARMOIRE / COFFRET ELECTRIQUE |  |  |  |  | 1 | 1 | [31 empty] | 0 | 0 |  | 100% | 1 | 1 | 1 | 1 | 1 | 1 | 1 | 1 | 1 | 1 | 1 | 1 | 1 | 1 | 1 | 1 | 1 | 1 | 1 | 1 | 1 | 1 | 1 | 1 | 1 | 1 | 1 | 1 | 0 | 0 |  | 100% | 1 | 1 | 1 | 1 | 1 | 1 | 1 | 1 | 1 | 1 | 1 | 1 | 1 | 1 | 1 | 1 | 1 | 1 | 1 | 1 | 1 | 1 | 1 | 1 | 1 | 1 | 1 | 1 | 1 | 1 | 1 | 0 | 0 |  | 100% | 1 | 1 | 1 | 1 | 1 | 1 | 1 | 1 | 1 | 1 | 1 | 1 | 1 | 1 | 1 | 1 | 1 | 1 | 1 | 1 | 1 | 1 | 1 | 1 | 1 | 1 | 1 | 1 | 1 | 1 | 0 | 0 |  | 100% | 1 | 1 | 1 | 1 | 1 | 1 | 1 | 1 | 1 | 1 | 1 | 1 | 1 | 1 | 1 | 1 | 1 | 1 | 1 | 1 | 1 | 1 | 1 | 1 | 1 | 1 | 1 | 1 | 1 | 1 | 1 | 0 | 0 |  | 100% | 1 | 1 | 1 | 1 | 1 | 1 | 1 | 1 | 1 | 1 | 1 | 1 | 1 | 1 | 1 | 1 | 1 | 1 | 1 | 1 | 1 | 1 | 1 | 1 | 1 | 1 | 1 | 1 | 1 | 1 | 0 | 0 |  | 100% | 1 | 1 | 1 | 1 | 1 | 1 | 1 | 1 | 1 | 1 | 1 | 1 | 1 | 1 | 1 | 1 | 1 | 1 | 1 | 1 | 1 | 1 | 1 | 1 | 1 | 1 | 1 | 1 | 1 | 1 | 1 | 0 | 0 |  | 100% | 1 | 1 | 1 | 1 | 1 | 1 | 1 | 1 | 1 | 1 | 1 | 1 | 1 | 1 | 1 | 1 | 1 | 1 | 1 | 1 | 1 | 1 | 1 | 1 | 1 | 1 | 1 | 1 | 1 | 1 | 1 | 0 | 0 |  | 100% | 1 | 1 | 1 | 1 | 1 | 1 | 1 | 1 | 1 | 1 | 1 | 1 | 1 | 1 | 1 | 1 | 1 | 1 | 1 | 1 | 1 | 1 | 1 | 1 | 1 | 1 | 1 | 1 | 1 | 1 | 0 | 0 |  | 100% | 1 | 1 | 1 | 1 | 1 | 1 | 1 | 1 | 1 | 1 | 1 | 1 | 1 | 1 | 1 | 1 | 1 | 1 | 1 | 1 | 1 | 1 | 1 | 1 | 1 | 1 | 1 | 1 | 1 | 1 | 1 | 0 | 0 |  | 100% | 1 | 1 | 1 | 1 | 1 | 1 | 1 | 1 | 1 | 1 | 1 | 1 | 1 | 1 | 1 | 1 | 1 | 1 | 1 | 1 | 1 | 1 | 1 | 1 | 1 | 1 | 1 | 1 | 1 | 1 | 0 | 0 |  | 100% | 1 | 1 | 1 | 1 | 1 | 1 | 1 | 1 | 1 | 1 | 1 | 1 | 1 | 1 | 1 | 1 | 1 | 1 | 1 | 1 | 1 | 1 | 1 | 1 | 1 | 1 | 1 | 1 | 1 | 1 | 1 | 0 | 0 |  | 100% | 0 | 0 |  | 100% | bar: 2027-01-01 to 2027-01-31
| ARM HQ B5 | Armoire HQ B5 | CARSAT | BAT 2 SALLE5 | COURFO | ELECTRICITE COURANTS FORTS | ARMELE | ARMOIRE / COFFRET ELECTRIQUE |  |  |  |  | 1 | 1 | [31 empty] | 0 | 0 |  | 100% | 1 | 1 | 1 | 1 | 1 | 1 | 1 | 1 | 1 | 1 | 1 | 1 | 1 | 1 | 1 | 1 | 1 | 1 | 1 | 1 | 1 | 1 | 1 | 1 | 1 | 1 | 1 | 1 | 0 | 0 |  | 100% | 1 | 1 | 1 | 1 | 1 | 1 | 1 | 1 | 1 | 1 | 1 | 1 | 1 | 1 | 1 | 1 | 1 | 1 | 1 | 1 | 1 | 1 | 1 | 1 | 1 | 1 | 1 | 1 | 1 | 1 | 1 | 0 | 0 |  | 100% | 1 | 1 | 1 | 1 | 1 | 1 | 1 | 1 | 1 | 1 | 1 | 1 | 1 | 1 | 1 | 1 | 1 | 1 | 1 | 1 | 1 | 1 | 1 | 1 | 1 | 1 | 1 | 1 | 1 | 1 | 0 | 0 |  | 100% | 1 | 1 | 1 | 1 | 1 | 1 | 1 | 1 | 1 | 1 | 1 | 1 | 1 | 1 | 1 | 1 | 1 | 1 | 1 | 1 | 1 | 1 | 1 | 1 | 1 | 1 | 1 | 1 | 1 | 1 | 1 | 0 | 0 |  | 100% | 1 | 1 | 1 | 1 | 1 | 1 | 1 | 1 | 1 | 1 | 1 | 1 | 1 | 1 | 1 | 1 | 1 | 1 | 1 | 1 | 1 | 1 | 1 | 1 | 1 | 1 | 1 | 1 | 1 | 1 | 0 | 0 |  | 100% | 1 | 1 | 1 | 1 | 1 | 1 | 1 | 1 | 1 | 1 | 1 | 1 | 1 | 1 | 1 | 1 | 1 | 1 | 1 | 1 | 1 | 1 | 1 | 1 | 1 | 1 | 1 | 1 | 1 | 1 | 1 | 0 | 0 |  | 100% | 1 | 1 | 1 | 1 | 1 | 1 | 1 | 1 | 1 | 1 | 1 | 1 | 1 | 1 | 1 | 1 | 1 | 1 | 1 | 1 | 1 | 1 | 1 | 1 | 1 | 1 | 1 | 1 | 1 | 1 | 1 | 0 | 0 |  | 100% | 1 | 1 | 1 | 1 | 1 | 1 | 1 | 1 | 1 | 1 | 1 | 1 | 1 | 1 | 1 | 1 | 1 | 1 | 1 | 1 | 1 | 1 | 1 | 1 | 1 | 1 | 1 | 1 | 1 | 1 | 0 | 0 |  | 100% | 1 | 1 | 1 | 1 | 1 | 1 | 1 | 1 | 1 | 1 | 1 | 1 | 1 | 1 | 1 | 1 | 1 | 1 | 1 | 1 | 1 | 1 | 1 | 1 | 1 | 1 | 1 | 1 | 1 | 1 | 1 | 0 | 0 |  | 100% | 1 | 1 | 1 | 1 | 1 | 1 | 1 | 1 | 1 | 1 | 1 | 1 | 1 | 1 | 1 | 1 | 1 | 1 | 1 | 1 | 1 | 1 | 1 | 1 | 1 | 1 | 1 | 1 | 1 | 1 | 0 | 0 |  | 100% | 1 | 1 | 1 | 1 | 1 | 1 | 1 | 1 | 1 | 1 | 1 | 1 | 1 | 1 | 1 | 1 | 1 | 1 | 1 | 1 | 1 | 1 | 1 | 1 | 1 | 1 | 1 | 1 | 1 | 1 | 1 | 0 | 0 |  | 100% | 0 | 0 |  | 100% | bar: 2027-01-01 to 2027-01-31
| ARM HQ A6 | ARMOIRE HQ A6 (salle info carsat) | CARSAT | BAT 2 RDJ SALLE CARSAT | COURFO | ELECTRICITE COURANTS FORTS | ARMELE | ARMOIRE / COFFRET ELECTRIQUE |  |  |  |  | 1 | 1 | [31 empty] | 0 | 0 |  | 100% | 1 | 1 | 1 | 1 | 1 | 1 | 1 | 1 | 1 | 1 | 1 | 1 | 1 | 1 | 1 | 1 | 1 | 1 | 1 | 1 | 1 | 1 | 1 | 1 | 1 | 1 | 1 | 1 | 0 | 0 |  | 100% | 1 | 1 | 1 | 1 | 1 | 1 | 1 | 1 | 1 | 1 | 1 | 1 | 1 | 1 | 1 | 1 | 1 | 1 | 1 | 1 | 1 | 1 | 1 | 1 | 1 | 1 | 1 | 1 | 1 | 1 | 1 | 0 | 0 |  | 100% | 1 | 1 | 1 | 1 | 1 | 1 | 1 | 1 | 1 | 1 | 1 | 1 | 1 | 1 | 1 | 1 | 1 | 1 | 1 | 1 | 1 | 1 | 1 | 1 | 1 | 1 | 1 | 1 | 1 | 1 | 0 | 0 |  | 100% | 1 | 1 | 1 | 1 | 1 | 1 | 1 | 1 | 1 | 1 | 1 | 1 | 1 | 1 | 1 | 1 | 1 | 1 | 1 | 1 | 1 | 1 | 1 | 1 | 1 | 1 | 1 | 1 | 1 | 1 | 1 | 0 | 0 |  | 100% | 1 | 1 | 1 | 1 | 1 | 1 | 1 | 1 | 1 | 1 | 1 | 1 | 1 | 1 | 1 | 1 | 1 | 1 | 1 | 1 | 1 | 1 | 1 | 1 | 1 | 1 | 1 | 1 | 1 | 1 | 0 | 0 |  | 100% | 1 | 1 | 1 | 1 | 1 | 1 | 1 | 1 | 1 | 1 | 1 | 1 | 1 | 1 | 1 | 1 | 1 | 1 | 1 | 1 | 1 | 1 | 1 | 1 | 1 | 1 | 1 | 1 | 1 | 1 | 1 | 0 | 0 |  | 100% | 1 | 1 | 1 | 1 | 1 | 1 | 1 | 1 | 1 | 1 | 1 | 1 | 1 | 1 | 1 | 1 | 1 | 1 | 1 | 1 | 1 | 1 | 1 | 1 | 1 | 1 | 1 | 1 | 1 | 1 | 1 | 0 | 0 |  | 100% | 1 | 1 | 1 | 1 | 1 | 1 | 1 | 1 | 1 | 1 | 1 | 1 | 1 | 1 | 1 | 1 | 1 | 1 | 1 | 1 | 1 | 1 | 1 | 1 | 1 | 1 | 1 | 1 | 1 | 1 | 0 | 0 |  | 100% | 1 | 1 | 1 | 1 | 1 | 1 | 1 | 1 | 1 | 1 | 1 | 1 | 1 | 1 | 1 | 1 | 1 | 1 | 1 | 1 | 1 | 1 | 1 | 1 | 1 | 1 | 1 | 1 | 1 | 1 | 1 | 0 | 0 |  | 100% | 1 | 1 | 1 | 1 | 1 | 1 | 1 | 1 | 1 | 1 | 1 | 1 | 1 | 1 | 1 | 1 | 1 | 1 | 1 | 1 | 1 | 1 | 1 | 1 | 1 | 1 | 1 | 1 | 1 | 1 | 0 | 0 |  | 100% | 1 | 1 | 1 | 1 | 1 | 1 | 1 | 1 | 1 | 1 | 1 | 1 | 1 | 1 | 1 | 1 | 1 | 1 | 1 | 1 | 1 | 1 | 1 | 1 | 1 | 1 | 1 | 1 | 1 | 1 | 1 | 0 | 0 |  | 100% | 0 | 0 |  | 100% | bar: 2027-01-01 to 2027-01-31
| ARM AQ B6 | ARMOIRE HQ B6 (salle info carsat) | CARSAT | BAT 2 RDJ SALLE CARSAT | COURFO | ELECTRICITE COURANTS FORTS | ARMELE | ARMOIRE / COFFRET ELECTRIQUE |  |  |  |  | 1 | 1 | [31 empty] | 0 | 0 |  | 100% | 1 | 1 | 1 | 1 | 1 | 1 | 1 | 1 | 1 | 1 | 1 | 1 | 1 | 1 | 1 | 1 | 1 | 1 | 1 | 1 | 1 | 1 | 1 | 1 | 1 | 1 | 1 | 1 | 0 | 0 |  | 100% | 1 | 1 | 1 | 1 | 1 | 1 | 1 | 1 | 1 | 1 | 1 | 1 | 1 | 1 | 1 | 1 | 1 | 1 | 1 | 1 | 1 | 1 | 1 | 1 | 1 | 1 | 1 | 1 | 1 | 1 | 1 | 0 | 0 |  | 100% | 1 | 1 | 1 | 1 | 1 | 1 | 1 | 1 | 1 | 1 | 1 | 1 | 1 | 1 | 1 | 1 | 1 | 1 | 1 | 1 | 1 | 1 | 1 | 1 | 1 | 1 | 1 | 1 | 1 | 1 | 0 | 0 |  | 100% | 1 | 1 | 1 | 1 | 1 | 1 | 1 | 1 | 1 | 1 | 1 | 1 | 1 | 1 | 1 | 1 | 1 | 1 | 1 | 1 | 1 | 1 | 1 | 1 | 1 | 1 | 1 | 1 | 1 | 1 | 1 | 0 | 0 |  | 100% | 1 | 1 | 1 | 1 | 1 | 1 | 1 | 1 | 1 | 1 | 1 | 1 | 1 | 1 | 1 | 1 | 1 | 1 | 1 | 1 | 1 | 1 | 1 | 1 | 1 | 1 | 1 | 1 | 1 | 1 | 0 | 0 |  | 100% | 1 | 1 | 1 | 1 | 1 | 1 | 1 | 1 | 1 | 1 | 1 | 1 | 1 | 1 | 1 | 1 | 1 | 1 | 1 | 1 | 1 | 1 | 1 | 1 | 1 | 1 | 1 | 1 | 1 | 1 | 1 | 0 | 0 |  | 100% | 1 | 1 | 1 | 1 | 1 | 1 | 1 | 1 | 1 | 1 | 1 | 1 | 1 | 1 | 1 | 1 | 1 | 1 | 1 | 1 | 1 | 1 | 1 | 1 | 1 | 1 | 1 | 1 | 1 | 1 | 1 | 0 | 0 |  | 100% | 1 | 1 | 1 | 1 | 1 | 1 | 1 | 1 | 1 | 1 | 1 | 1 | 1 | 1 | 1 | 1 | 1 | 1 | 1 | 1 | 1 | 1 | 1 | 1 | 1 | 1 | 1 | 1 | 1 | 1 | 0 | 0 |  | 100% | 1 | 1 | 1 | 1 | 1 | 1 | 1 | 1 | 1 | 1 | 1 | 1 | 1 | 1 | 1 | 1 | 1 | 1 | 1 | 1 | 1 | 1 | 1 | 1 | 1 | 1 | 1 | 1 | 1 | 1 | 1 | 0 | 0 |  | 100% | 1 | 1 | 1 | 1 | 1 | 1 | 1 | 1 | 1 | 1 | 1 | 1 | 1 | 1 | 1 | 1 | 1 | 1 | 1 | 1 | 1 | 1 | 1 | 1 | 1 | 1 | 1 | 1 | 1 | 1 | 0 | 0 |  | 100% | 1 | 1 | 1 | 1 | 1 | 1 | 1 | 1 | 1 | 1 | 1 | 1 | 1 | 1 | 1 | 1 | 1 | 1 | 1 | 1 | 1 | 1 | 1 | 1 | 1 | 1 | 1 | 1 | 1 | 1 | 1 | 0 | 0 |  | 100% | 0 | 0 |  | 100% | bar: 2027-01-01 to 2027-01-31
| ARM HQ STS S5 | Armoire TD STS | CARSAT | BAT 2 salle 5 | COURFO | ELECTRICITE COURANTS FORTS | ONDULE | ONDULEUR |  |  |  |  | 1 | 1 | [31 empty] | 0 | 0 |  | 100% | 1 | 1 | 1 | 1 | 1 | 1 | 1 | 1 | 1 | 1 | 1 | 1 | 1 | 1 | 1 | 1 | 1 | 1 | 1 | 1 | 1 | 1 | 1 | 1 | 1 | 1 | 1 | 1 | 0 | 0 |  | 100% | 1 | 1 | 1 | 1 | 1 | 1 | 1 | 1 | 1 | 1 | 1 | 1 | 1 | 1 | 1 | 1 | 1 | 1 | 1 | 1 | 1 | 1 | 1 | 1 | 1 | 1 | 1 | 1 | 1 | 1 | 1 | 0 | 0 |  | 100% | 1 | 1 | 1 | 1 | 1 | 1 | 1 | 1 | 1 | 1 | 1 | 1 | 1 | 1 | 1 | 1 | 1 | 1 | 1 | 1 | 1 | 1 | 1 | 1 | 1 | 1 | 1 | 1 | 1 | 1 | 0 | 0 |  | 100% | 1 | 1 | 1 | 1 | 1 | 1 | 1 | 1 | 1 | 1 | 1 | 1 | 1 | 1 | 1 | 1 | 1 | 1 | 1 | 1 | 1 | 1 | 1 | 1 | 1 | 1 | 1 | 1 | 1 | 1 | 1 | 0 | 0 |  | 100% | 1 | 1 | 1 | 1 | 1 | 1 | 1 | 1 | 1 | 1 | 1 | 1 | 1 | 1 | 1 | 1 | 1 | 1 | 1 | 1 | 1 | 1 | 1 | 1 | 1 | 1 | 1 | 1 | 1 | 1 | 0 | 0 |  | 100% | 1 | 1 | 1 | 1 | 1 | 1 | 1 | 1 | 1 | 1 | 1 | 1 | 1 | 1 | 1 | 1 | 1 | 1 | 1 | 1 | 1 | 1 | 1 | 1 | 1 | 1 | 1 | 1 | 1 | 1 | 1 | 0 | 0 |  | 100% | 1 | 1 | 1 | 1 | 1 | 1 | 1 | 1 | 1 | 1 | 1 | 1 | 1 | 1 | 1 | 1 | 1 | 1 | 1 | 1 | 1 | 1 | 1 | 1 | 1 | 1 | 1 | 1 | 1 | 1 | 1 | 0 | 0 |  | 100% | 1 | 1 | 1 | 1 | 1 | 1 | 1 | 1 | 1 | 1 | 1 | 1 | 1 | 1 | 1 | 1 | 1 | 1 | 1 | 1 | 1 | 1 | 1 | 1 | 1 | 1 | 1 | 1 | 1 | 1 | 0 | 0 |  | 100% | 1 | 1 | 1 | 1 | 1 | 1 | 1 | 1 | 1 | 1 | 1 | 1 | 1 | 1 | 1 | 1 | 1 | 1 | 1 | 1 | 1 | 1 | 1 | 1 | 1 | 1 | 1 | 1 | 1 | 1 | 1 | 0 | 0 |  | 100% | 1 | 1 | 1 | 1 | 1 | 1 | 1 | 1 | 1 | 1 | 1 | 1 | 1 | 1 | 1 | 1 | 1 | 1 | 1 | 1 | 1 | 1 | 1 | 1 | 1 | 1 | 1 | 1 | 1 | 1 | 0 | 0 |  | 100% | 1 | 1 | 1 | 1 | 1 | 1 | 1 | 1 | 1 | 1 | 1 | 1 | 1 | 1 | 1 | 1 | 1 | 1 | 1 | 1 | 1 | 1 | 1 | 1 | 1 | 1 | 1 | 1 | 1 | 1 | 1 | 0 | 0 |  | 100% | 0 | 0 |  | 100% | bar: 2027-01-01 to 2027-01-31
| ARM HQ STS S3 | Armoire TD STS | CARSAT | BAT 2 salle 3 | COURFO | ELECTRICITE COURANTS FORTS | ONDULE | ONDULEUR |  |  |  |  | 1 | 1 | [31 empty] | 0 | 0 |  | 100% | 1 | 1 | 1 | 1 | 1 | 1 | 1 | 1 | 1 | 1 | 1 | 1 | 1 | 1 | 1 | 1 | 1 | 1 | 1 | 1 | 1 | 1 | 1 | 1 | 1 | 1 | 1 | 1 | 0 | 0 |  | 100% | 1 | 1 | 1 | 1 | 1 | 1 | 1 | 1 | 1 | 1 | 1 | 1 | 1 | 1 | 1 | 1 | 1 | 1 | 1 | 1 | 1 | 1 | 1 | 1 | 1 | 1 | 1 | 1 | 1 | 1 | 1 | 0 | 0 |  | 100% | 1 | 1 | 1 | 1 | 1 | 1 | 1 | 1 | 1 | 1 | 1 | 1 | 1 | 1 | 1 | 1 | 1 | 1 | 1 | 1 | 1 | 1 | 1 | 1 | 1 | 1 | 1 | 1 | 1 | 1 | 0 | 0 |  | 100% | 1 | 1 | 1 | 1 | 1 | 1 | 1 | 1 | 1 | 1 | 1 | 1 | 1 | 1 | 1 | 1 | 1 | 1 | 1 | 1 | 1 | 1 | 1 | 1 | 1 | 1 | 1 | 1 | 1 | 1 | 1 | 0 | 0 |  | 100% | 1 | 1 | 1 | 1 | 1 | 1 | 1 | 1 | 1 | 1 | 1 | 1 | 1 | 1 | 1 | 1 | 1 | 1 | 1 | 1 | 1 | 1 | 1 | 1 | 1 | 1 | 1 | 1 | 1 | 1 | 0 | 0 |  | 100% | 1 | 1 | 1 | 1 | 1 | 1 | 1 | 1 | 1 | 1 | 1 | 1 | 1 | 1 | 1 | 1 | 1 | 1 | 1 | 1 | 1 | 1 | 1 | 1 | 1 | 1 | 1 | 1 | 1 | 1 | 1 | 0 | 0 |  | 100% | 1 | 1 | 1 | 1 | 1 | 1 | 1 | 1 | 1 | 1 | 1 | 1 | 1 | 1 | 1 | 1 | 1 | 1 | 1 | 1 | 1 | 1 | 1 | 1 | 1 | 1 | 1 | 1 | 1 | 1 | 1 | 0 | 0 |  | 100% | 1 | 1 | 1 | 1 | 1 | 1 | 1 | 1 | 1 | 1 | 1 | 1 | 1 | 1 | 1 | 1 | 1 | 1 | 1 | 1 | 1 | 1 | 1 | 1 | 1 | 1 | 1 | 1 | 1 | 1 | 0 | 0 |  | 100% | 1 | 1 | 1 | 1 | 1 | 1 | 1 | 1 | 1 | 1 | 1 | 1 | 1 | 1 | 1 | 1 | 1 | 1 | 1 | 1 | 1 | 1 | 1 | 1 | 1 | 1 | 1 | 1 | 1 | 1 | 1 | 0 | 0 |  | 100% | 1 | 1 | 1 | 1 | 1 | 1 | 1 | 1 | 1 | 1 | 1 | 1 | 1 | 1 | 1 | 1 | 1 | 1 | 1 | 1 | 1 | 1 | 1 | 1 | 1 | 1 | 1 | 1 | 1 | 1 | 0 | 0 |  | 100% | 1 | 1 | 1 | 1 | 1 | 1 | 1 | 1 | 1 | 1 | 1 | 1 | 1 | 1 | 1 | 1 | 1 | 1 | 1 | 1 | 1 | 1 | 1 | 1 | 1 | 1 | 1 | 1 | 1 | 1 | 1 | 0 | 0 |  | 100% | 0 | 0 |  | 100% | bar: 2027-01-01 to 2027-01-31
| ARM INV CLIM AEG2 | Armoire inverseur Clim AEG2 | CARSAT | BAT 2 SALLE | COURFO | ELECTRICITE COURANTS FORTS | ARMELE | ARMOIRE / COFFRET ELECTRIQUE |  |  |  |  | 1 | 1 | [31 empty] | 0 | 0 |  | 100% | 1 | 1 | 1 | 1 | 1 | 1 | 1 | 1 | 1 | 1 | 1 | 1 | 1 | 1 | 1 | 1 | 1 | 1 | 1 | 1 | 1 | 1 | 1 | 1 | 1 | 1 | 1 | 1 | 0 | 0 |  | 100% | 1 | 1 | 1 | 1 | 1 | 1 | 1 | 1 | 1 | 1 | 1 | 1 | 1 | 1 | 1 | 1 | 1 | 1 | 1 | 1 | 1 | 1 | 1 | 1 | 1 | 1 | 1 | 1 | 1 | 1 | 1 | 0 | 0 |  | 100% | 1 | 1 | 1 | 1 | 1 | 1 | 1 | 1 | 1 | 1 | 1 | 1 | 1 | 1 | 1 | 1 | 1 | 1 | 1 | 1 | 1 | 1 | 1 | 1 | 1 | 1 | 1 | 1 | 1 | 1 | 0 | 0 |  | 100% | 1 | 1 | 1 | 1 | 1 | 1 | 1 | 1 | 1 | 1 | 1 | 1 | 1 | 1 | 1 | 1 | 1 | 1 | 1 | 1 | 1 | 1 | 1 | 1 | 1 | 1 | 1 | 1 | 1 | 1 | 1 | 0 | 0 |  | 100% | 1 | 1 | 1 | 1 | 1 | 1 | 1 | 1 | 1 | 1 | 1 | 1 | 1 | 1 | 1 | 1 | 1 | 1 | 1 | 1 | 1 | 1 | 1 | 1 | 1 | 1 | 1 | 1 | 1 | 1 | 0 | 0 |  | 100% | 1 | 1 | 1 | 1 | 1 | 1 | 1 | 1 | 1 | 1 | 1 | 1 | 1 | 1 | 1 | 1 | 1 | 1 | 1 | 1 | 1 | 1 | 1 | 1 | 1 | 1 | 1 | 1 | 1 | 1 | 1 | 0 | 0 |  | 100% | 1 | 1 | 1 | 1 | 1 | 1 | 1 | 1 | 1 | 1 | 1 | 1 | 1 | 1 | 1 | 1 | 1 | 1 | 1 | 1 | 1 | 1 | 1 | 1 | 1 | 1 | 1 | 1 | 1 | 1 | 1 | 0 | 0 |  | 100% | 1 | 1 | 1 | 1 | 1 | 1 | 1 | 1 | 1 | 1 | 1 | 1 | 1 | 1 | 1 | 1 | 1 | 1 | 1 | 1 | 1 | 1 | 1 | 1 | 1 | 1 | 1 | 1 | 1 | 1 | 0 | 0 |  | 100% | 1 | 1 | 1 | 1 | 1 | 1 | 1 | 1 | 1 | 1 | 1 | 1 | 1 | 1 | 1 | 1 | 1 | 1 | 1 | 1 | 1 | 1 | 1 | 1 | 1 | 1 | 1 | 1 | 1 | 1 | 1 | 0 | 0 |  | 100% | 1 | 1 | 1 | 1 | 1 | 1 | 1 | 1 | 1 | 1 | 1 | 1 | 1 | 1 | 1 | 1 | 1 | 1 | 1 | 1 | 1 | 1 | 1 | 1 | 1 | 1 | 1 | 1 | 1 | 1 | 0 | 0 |  | 100% | 1 | 1 | 1 | 1 | 1 | 1 | 1 | 1 | 1 | 1 | 1 | 1 | 1 | 1 | 1 | 1 | 1 | 1 | 1 | 1 | 1 | 1 | 1 | 1 | 1 | 1 | 1 | 1 | 1 | 1 | 1 | 0 | 0 |  | 100% | 0 | 0 |  | 100% | bar: 2027-01-01 to 2027-01-31
| ARM INV CLIM AEG4 | Armoire inverseur Clim AEG4 | CARSAT | BAT 2 SALLE 3 | COURFO | ELECTRICITE COURANTS FORTS | ARMELE | ARMOIRE / COFFRET ELECTRIQUE |  |  |  |  | 1 | 1 | [31 empty] | 0 | 0 |  | 100% | 1 | 1 | 1 | 1 | 1 | 1 | 1 | 1 | 1 | 1 | 1 | 1 | 1 | 1 | 1 | 1 | 1 | 1 | 1 | 1 | 1 | 1 | 1 | 1 | 1 | 1 | 1 | 1 | 0 | 0 |  | 100% | 1 | 1 | 1 | 1 | 1 | 1 | 1 | 1 | 1 | 1 | 1 | 1 | 1 | 1 | 1 | 1 | 1 | 1 | 1 | 1 | 1 | 1 | 1 | 1 | 1 | 1 | 1 | 1 | 1 | 1 | 1 | 0 | 0 |  | 100% | 1 | 1 | 1 | 1 | 1 | 1 | 1 | 1 | 1 | 1 | 1 | 1 | 1 | 1 | 1 | 1 | 1 | 1 | 1 | 1 | 1 | 1 | 1 | 1 | 1 | 1 | 1 | 1 | 1 | 1 | 0 | 0 |  | 100% | 1 | 1 | 1 | 1 | 1 | 1 | 1 | 1 | 1 | 1 | 1 | 1 | 1 | 1 | 1 | 1 | 1 | 1 | 1 | 1 | 1 | 1 | 1 | 1 | 1 | 1 | 1 | 1 | 1 | 1 | 1 | 0 | 0 |  | 100% | 1 | 1 | 1 | 1 | 1 | 1 | 1 | 1 | 1 | 1 | 1 | 1 | 1 | 1 | 1 | 1 | 1 | 1 | 1 | 1 | 1 | 1 | 1 | 1 | 1 | 1 | 1 | 1 | 1 | 1 | 0 | 0 |  | 100% | 1 | 1 | 1 | 1 | 1 | 1 | 1 | 1 | 1 | 1 | 1 | 1 | 1 | 1 | 1 | 1 | 1 | 1 | 1 | 1 | 1 | 1 | 1 | 1 | 1 | 1 | 1 | 1 | 1 | 1 | 1 | 0 | 0 |  | 100% | 1 | 1 | 1 | 1 | 1 | 1 | 1 | 1 | 1 | 1 | 1 | 1 | 1 | 1 | 1 | 1 | 1 | 1 | 1 | 1 | 1 | 1 | 1 | 1 | 1 | 1 | 1 | 1 | 1 | 1 | 1 | 0 | 0 |  | 100% | 1 | 1 | 1 | 1 | 1 | 1 | 1 | 1 | 1 | 1 | 1 | 1 | 1 | 1 | 1 | 1 | 1 | 1 | 1 | 1 | 1 | 1 | 1 | 1 | 1 | 1 | 1 | 1 | 1 | 1 | 0 | 0 |  | 100% | 1 | 1 | 1 | 1 | 1 | 1 | 1 | 1 | 1 | 1 | 1 | 1 | 1 | 1 | 1 | 1 | 1 | 1 | 1 | 1 | 1 | 1 | 1 | 1 | 1 | 1 | 1 | 1 | 1 | 1 | 1 | 0 | 0 |  | 100% | 1 | 1 | 1 | 1 | 1 | 1 | 1 | 1 | 1 | 1 | 1 | 1 | 1 | 1 | 1 | 1 | 1 | 1 | 1 | 1 | 1 | 1 | 1 | 1 | 1 | 1 | 1 | 1 | 1 | 1 | 0 | 0 |  | 100% | 1 | 1 | 1 | 1 | 1 | 1 | 1 | 1 | 1 | 1 | 1 | 1 | 1 | 1 | 1 | 1 | 1 | 1 | 1 | 1 | 1 | 1 | 1 | 1 | 1 | 1 | 1 | 1 | 1 | 1 | 1 | 0 | 0 |  | 100% | 0 | 0 |  | 100% | bar: 2027-01-01 to 2027-01-31
| ARM INV CLIM AEG6 | Armoire inverseur Clim AEG6 | CARSAT | BAT 2 SALLE 4 | COURFO | ELECTRICITE COURANTS FORTS | ARMELE | ARMOIRE / COFFRET ELECTRIQUE |  |  |  |  | 1 | 1 | [31 empty] | 0 | 0 |  | 100% | 1 | 1 | 1 | 1 | 1 | 1 | 1 | 1 | 1 | 1 | 1 | 1 | 1 | 1 | 1 | 1 | 1 | 1 | 1 | 1 | 1 | 1 | 1 | 1 | 1 | 1 | 1 | 1 | 0 | 0 |  | 100% | 1 | 1 | 1 | 1 | 1 | 1 | 1 | 1 | 1 | 1 | 1 | 1 | 1 | 1 | 1 | 1 | 1 | 1 | 1 | 1 | 1 | 1 | 1 | 1 | 1 | 1 | 1 | 1 | 1 | 1 | 1 | 0 | 0 |  | 100% | 1 | 1 | 1 | 1 | 1 | 1 | 1 | 1 | 1 | 1 | 1 | 1 | 1 | 1 | 1 | 1 | 1 | 1 | 1 | 1 | 1 | 1 | 1 | 1 | 1 | 1 | 1 | 1 | 1 | 1 | 0 | 0 |  | 100% | 1 | 1 | 1 | 1 | 1 | 1 | 1 | 1 | 1 | 1 | 1 | 1 | 1 | 1 | 1 | 1 | 1 | 1 | 1 | 1 | 1 | 1 | 1 | 1 | 1 | 1 | 1 | 1 | 1 | 1 | 1 | 0 | 0 |  | 100% | 1 | 1 | 1 | 1 | 1 | 1 | 1 | 1 | 1 | 1 | 1 | 1 | 1 | 1 | 1 | 1 | 1 | 1 | 1 | 1 | 1 | 1 | 1 | 1 | 1 | 1 | 1 | 1 | 1 | 1 | 0 | 0 |  | 100% | 1 | 1 | 1 | 1 | 1 | 1 | 1 | 1 | 1 | 1 | 1 | 1 | 1 | 1 | 1 | 1 | 1 | 1 | 1 | 1 | 1 | 1 | 1 | 1 | 1 | 1 | 1 | 1 | 1 | 1 | 1 | 0 | 0 |  | 100% | 1 | 1 | 1 | 1 | 1 | 1 | 1 | 1 | 1 | 1 | 1 | 1 | 1 | 1 | 1 | 1 | 1 | 1 | 1 | 1 | 1 | 1 | 1 | 1 | 1 | 1 | 1 | 1 | 1 | 1 | 1 | 0 | 0 |  | 100% | 1 | 1 | 1 | 1 | 1 | 1 | 1 | 1 | 1 | 1 | 1 | 1 | 1 | 1 | 1 | 1 | 1 | 1 | 1 | 1 | 1 | 1 | 1 | 1 | 1 | 1 | 1 | 1 | 1 | 1 | 0 | 0 |  | 100% | 1 | 1 | 1 | 1 | 1 | 1 | 1 | 1 | 1 | 1 | 1 | 1 | 1 | 1 | 1 | 1 | 1 | 1 | 1 | 1 | 1 | 1 | 1 | 1 | 1 | 1 | 1 | 1 | 1 | 1 | 1 | 0 | 0 |  | 100% | 1 | 1 | 1 | 1 | 1 | 1 | 1 | 1 | 1 | 1 | 1 | 1 | 1 | 1 | 1 | 1 | 1 | 1 | 1 | 1 | 1 | 1 | 1 | 1 | 1 | 1 | 1 | 1 | 1 | 1 | 0 | 0 |  | 100% | 1 | 1 | 1 | 1 | 1 | 1 | 1 | 1 | 1 | 1 | 1 | 1 | 1 | 1 | 1 | 1 | 1 | 1 | 1 | 1 | 1 | 1 | 1 | 1 | 1 | 1 | 1 | 1 | 1 | 1 | 1 | 0 | 0 |  | 100% | 0 | 0 |  | 100% | bar: 2027-01-01 to 2027-01-31
| ARM INV CLIM AEG8 | Armoire inverseur Clim AEG8 | CARSAT | BAT 2 SALLE 2 | COURFO | ELECTRICITE COURANTS FORTS | ARMELE | ARMOIRE / COFFRET ELECTRIQUE |  |  |  |  | 1 | 1 | [31 empty] | 0 | 0 |  | 100% | 1 | 1 | 1 | 1 | 1 | 1 | 1 | 1 | 1 | 1 | 1 | 1 | 1 | 1 | 1 | 1 | 1 | 1 | 1 | 1 | 1 | 1 | 1 | 1 | 1 | 1 | 1 | 1 | 0 | 0 |  | 100% | 1 | 1 | 1 | 1 | 1 | 1 | 1 | 1 | 1 | 1 | 1 | 1 | 1 | 1 | 1 | 1 | 1 | 1 | 1 | 1 | 1 | 1 | 1 | 1 | 1 | 1 | 1 | 1 | 1 | 1 | 1 | 0 | 0 |  | 100% | 1 | 1 | 1 | 1 | 1 | 1 | 1 | 1 | 1 | 1 | 1 | 1 | 1 | 1 | 1 | 1 | 1 | 1 | 1 | 1 | 1 | 1 | 1 | 1 | 1 | 1 | 1 | 1 | 1 | 1 | 0 | 0 |  | 100% | 1 | 1 | 1 | 1 | 1 | 1 | 1 | 1 | 1 | 1 | 1 | 1 | 1 | 1 | 1 | 1 | 1 | 1 | 1 | 1 | 1 | 1 | 1 | 1 | 1 | 1 | 1 | 1 | 1 | 1 | 1 | 0 | 0 |  | 100% | 1 | 1 | 1 | 1 | 1 | 1 | 1 | 1 | 1 | 1 | 1 | 1 | 1 | 1 | 1 | 1 | 1 | 1 | 1 | 1 | 1 | 1 | 1 | 1 | 1 | 1 | 1 | 1 | 1 | 1 | 0 | 0 |  | 100% | 1 | 1 | 1 | 1 | 1 | 1 | 1 | 1 | 1 | 1 | 1 | 1 | 1 | 1 | 1 | 1 | 1 | 1 | 1 | 1 | 1 | 1 | 1 | 1 | 1 | 1 | 1 | 1 | 1 | 1 | 1 | 0 | 0 |  | 100% | 1 | 1 | 1 | 1 | 1 | 1 | 1 | 1 | 1 | 1 | 1 | 1 | 1 | 1 | 1 | 1 | 1 | 1 | 1 | 1 | 1 | 1 | 1 | 1 | 1 | 1 | 1 | 1 | 1 | 1 | 1 | 0 | 0 |  | 100% | 1 | 1 | 1 | 1 | 1 | 1 | 1 | 1 | 1 | 1 | 1 | 1 | 1 | 1 | 1 | 1 | 1 | 1 | 1 | 1 | 1 | 1 | 1 | 1 | 1 | 1 | 1 | 1 | 1 | 1 | 0 | 0 |  | 100% | 1 | 1 | 1 | 1 | 1 | 1 | 1 | 1 | 1 | 1 | 1 | 1 | 1 | 1 | 1 | 1 | 1 | 1 | 1 | 1 | 1 | 1 | 1 | 1 | 1 | 1 | 1 | 1 | 1 | 1 | 1 | 0 | 0 |  | 100% | 1 | 1 | 1 | 1 | 1 | 1 | 1 | 1 | 1 | 1 | 1 | 1 | 1 | 1 | 1 | 1 | 1 | 1 | 1 | 1 | 1 | 1 | 1 | 1 | 1 | 1 | 1 | 1 | 1 | 1 | 0 | 0 |  | 100% | 1 | 1 | 1 | 1 | 1 | 1 | 1 | 1 | 1 | 1 | 1 | 1 | 1 | 1 | 1 | 1 | 1 | 1 | 1 | 1 | 1 | 1 | 1 | 1 | 1 | 1 | 1 | 1 | 1 | 1 | 1 | 0 | 0 |  | 100% | 0 | 0 |  | 100% | bar: 2027-01-01 to 2027-01-31
| ARM INV CLIM AEG9 | Armoire inverseur Clim AEG9 | CARSAT | BAT 2 SALLE 2 | COURFO | ELECTRICITE COURANTS FORTS | ARMELE | ARMOIRE / COFFRET ELECTRIQUE |  |  |  |  | 1 | 1 | [31 empty] | 0 | 0 |  | 100% | 1 | 1 | 1 | 1 | 1 | 1 | 1 | 1 | 1 | 1 | 1 | 1 | 1 | 1 | 1 | 1 | 1 | 1 | 1 | 1 | 1 | 1 | 1 | 1 | 1 | 1 | 1 | 1 | 0 | 0 |  | 100% | 1 | 1 | 1 | 1 | 1 | 1 | 1 | 1 | 1 | 1 | 1 | 1 | 1 | 1 | 1 | 1 | 1 | 1 | 1 | 1 | 1 | 1 | 1 | 1 | 1 | 1 | 1 | 1 | 1 | 1 | 1 | 0 | 0 |  | 100% | 1 | 1 | 1 | 1 | 1 | 1 | 1 | 1 | 1 | 1 | 1 | 1 | 1 | 1 | 1 | 1 | 1 | 1 | 1 | 1 | 1 | 1 | 1 | 1 | 1 | 1 | 1 | 1 | 1 | 1 | 0 | 0 |  | 100% | 1 | 1 | 1 | 1 | 1 | 1 | 1 | 1 | 1 | 1 | 1 | 1 | 1 | 1 | 1 | 1 | 1 | 1 | 1 | 1 | 1 | 1 | 1 | 1 | 1 | 1 | 1 | 1 | 1 | 1 | 1 | 0 | 0 |  | 100% | 1 | 1 | 1 | 1 | 1 | 1 | 1 | 1 | 1 | 1 | 1 | 1 | 1 | 1 | 1 | 1 | 1 | 1 | 1 | 1 | 1 | 1 | 1 | 1 | 1 | 1 | 1 | 1 | 1 | 1 | 0 | 0 |  | 100% | 1 | 1 | 1 | 1 | 1 | 1 | 1 | 1 | 1 | 1 | 1 | 1 | 1 | 1 | 1 | 1 | 1 | 1 | 1 | 1 | 1 | 1 | 1 | 1 | 1 | 1 | 1 | 1 | 1 | 1 | 1 | 0 | 0 |  | 100% | 1 | 1 | 1 | 1 | 1 | 1 | 1 | 1 | 1 | 1 | 1 | 1 | 1 | 1 | 1 | 1 | 1 | 1 | 1 | 1 | 1 | 1 | 1 | 1 | 1 | 1 | 1 | 1 | 1 | 1 | 1 | 0 | 0 |  | 100% | 1 | 1 | 1 | 1 | 1 | 1 | 1 | 1 | 1 | 1 | 1 | 1 | 1 | 1 | 1 | 1 | 1 | 1 | 1 | 1 | 1 | 1 | 1 | 1 | 1 | 1 | 1 | 1 | 1 | 1 | 0 | 0 |  | 100% | 1 | 1 | 1 | 1 | 1 | 1 | 1 | 1 | 1 | 1 | 1 | 1 | 1 | 1 | 1 | 1 | 1 | 1 | 1 | 1 | 1 | 1 | 1 | 1 | 1 | 1 | 1 | 1 | 1 | 1 | 1 | 0 | 0 |  | 100% | 1 | 1 | 1 | 1 | 1 | 1 | 1 | 1 | 1 | 1 | 1 | 1 | 1 | 1 | 1 | 1 | 1 | 1 | 1 | 1 | 1 | 1 | 1 | 1 | 1 | 1 | 1 | 1 | 1 | 1 | 0 | 0 |  | 100% | 1 | 1 | 1 | 1 | 1 | 1 | 1 | 1 | 1 | 1 | 1 | 1 | 1 | 1 | 1 | 1 | 1 | 1 | 1 | 1 | 1 | 1 | 1 | 1 | 1 | 1 | 1 | 1 | 1 | 1 | 1 | 0 | 0 |  | 100% | 0 | 0 |  | 100% | bar: 2027-01-01 to 2027-01-31
| ARM INV CLIM AEG12 | Armoire inverseur Clim AEG12 | CARSAT | BAT 2 SALLE 2 | COURFO | ELECTRICITE COURANTS FORTS | ARMELE | ARMOIRE / COFFRET ELECTRIQUE |  |  |  |  | 1 | 1 | [31 empty] | 0 | 0 |  | 100% | 1 | 1 | 1 | 1 | 1 | 1 | 1 | 1 | 1 | 1 | 1 | 1 | 1 | 1 | 1 | 1 | 1 | 1 | 1 | 1 | 1 | 1 | 1 | 1 | 1 | 1 | 1 | 1 | 0 | 0 |  | 100% | 1 | 1 | 1 | 1 | 1 | 1 | 1 | 1 | 1 | 1 | 1 | 1 | 1 | 1 | 1 | 1 | 1 | 1 | 1 | 1 | 1 | 1 | 1 | 1 | 1 | 1 | 1 | 1 | 1 | 1 | 1 | 0 | 0 |  | 100% | 1 | 1 | 1 | 1 | 1 | 1 | 1 | 1 | 1 | 1 | 1 | 1 | 1 | 1 | 1 | 1 | 1 | 1 | 1 | 1 | 1 | 1 | 1 | 1 | 1 | 1 | 1 | 1 | 1 | 1 | 0 | 0 |  | 100% | 1 | 1 | 1 | 1 | 1 | 1 | 1 | 1 | 1 | 1 | 1 | 1 | 1 | 1 | 1 | 1 | 1 | 1 | 1 | 1 | 1 | 1 | 1 | 1 | 1 | 1 | 1 | 1 | 1 | 1 | 1 | 0 | 0 |  | 100% | 1 | 1 | 1 | 1 | 1 | 1 | 1 | 1 | 1 | 1 | 1 | 1 | 1 | 1 | 1 | 1 | 1 | 1 | 1 | 1 | 1 | 1 | 1 | 1 | 1 | 1 | 1 | 1 | 1 | 1 | 0 | 0 |  | 100% | 1 | 1 | 1 | 1 | 1 | 1 | 1 | 1 | 1 | 1 | 1 | 1 | 1 | 1 | 1 | 1 | 1 | 1 | 1 | 1 | 1 | 1 | 1 | 1 | 1 | 1 | 1 | 1 | 1 | 1 | 1 | 0 | 0 |  | 100% | 1 | 1 | 1 | 1 | 1 | 1 | 1 | 1 | 1 | 1 | 1 | 1 | 1 | 1 | 1 | 1 | 1 | 1 | 1 | 1 | 1 | 1 | 1 | 1 | 1 | 1 | 1 | 1 | 1 | 1 | 1 | 0 | 0 |  | 100% | 1 | 1 | 1 | 1 | 1 | 1 | 1 | 1 | 1 | 1 | 1 | 1 | 1 | 1 | 1 | 1 | 1 | 1 | 1 | 1 | 1 | 1 | 1 | 1 | 1 | 1 | 1 | 1 | 1 | 1 | 0 | 0 |  | 100% | 1 | 1 | 1 | 1 | 1 | 1 | 1 | 1 | 1 | 1 | 1 | 1 | 1 | 1 | 1 | 1 | 1 | 1 | 1 | 1 | 1 | 1 | 1 | 1 | 1 | 1 | 1 | 1 | 1 | 1 | 1 | 0 | 0 |  | 100% | 1 | 1 | 1 | 1 | 1 | 1 | 1 | 1 | 1 | 1 | 1 | 1 | 1 | 1 | 1 | 1 | 1 | 1 | 1 | 1 | 1 | 1 | 1 | 1 | 1 | 1 | 1 | 1 | 1 | 1 | 0 | 0 |  | 100% | 1 | 1 | 1 | 1 | 1 | 1 | 1 | 1 | 1 | 1 | 1 | 1 | 1 | 1 | 1 | 1 | 1 | 1 | 1 | 1 | 1 | 1 | 1 | 1 | 1 | 1 | 1 | 1 | 1 | 1 | 1 | 0 | 0 |  | 100% | 0 | 0 |  | 100% | bar: 2027-01-01 to 2027-01-31
| ARM INV CLIM AEG14 | Armoire inverseur Clim AEG14 | CARSAT | BAT 2 SALLE 2 | COURFO | ELECTRICITE COURANTS FORTS | ARMELE | ARMOIRE / COFFRET ELECTRIQUE |  |  |  |  | 1 | 1 | [31 empty] | 0 | 0 |  | 100% | 1 | 1 | 1 | 1 | 1 | 1 | 1 | 1 | 1 | 1 | 1 | 1 | 1 | 1 | 1 | 1 | 1 | 1 | 1 | 1 | 1 | 1 | 1 | 1 | 1 | 1 | 1 | 1 | 0 | 0 |  | 100% | 1 | 1 | 1 | 1 | 1 | 1 | 1 | 1 | 1 | 1 | 1 | 1 | 1 | 1 | 1 | 1 | 1 | 1 | 1 | 1 | 1 | 1 | 1 | 1 | 1 | 1 | 1 | 1 | 1 | 1 | 1 | 0 | 0 |  | 100% | 1 | 1 | 1 | 1 | 1 | 1 | 1 | 1 | 1 | 1 | 1 | 1 | 1 | 1 | 1 | 1 | 1 | 1 | 1 | 1 | 1 | 1 | 1 | 1 | 1 | 1 | 1 | 1 | 1 | 1 | 0 | 0 |  | 100% | 1 | 1 | 1 | 1 | 1 | 1 | 1 | 1 | 1 | 1 | 1 | 1 | 1 | 1 | 1 | 1 | 1 | 1 | 1 | 1 | 1 | 1 | 1 | 1 | 1 | 1 | 1 | 1 | 1 | 1 | 1 | 0 | 0 |  | 100% | 1 | 1 | 1 | 1 | 1 | 1 | 1 | 1 | 1 | 1 | 1 | 1 | 1 | 1 | 1 | 1 | 1 | 1 | 1 | 1 | 1 | 1 | 1 | 1 | 1 | 1 | 1 | 1 | 1 | 1 | 0 | 0 |  | 100% | 1 | 1 | 1 | 1 | 1 | 1 | 1 | 1 | 1 | 1 | 1 | 1 | 1 | 1 | 1 | 1 | 1 | 1 | 1 | 1 | 1 | 1 | 1 | 1 | 1 | 1 | 1 | 1 | 1 | 1 | 1 | 0 | 0 |  | 100% | 1 | 1 | 1 | 1 | 1 | 1 | 1 | 1 | 1 | 1 | 1 | 1 | 1 | 1 | 1 | 1 | 1 | 1 | 1 | 1 | 1 | 1 | 1 | 1 | 1 | 1 | 1 | 1 | 1 | 1 | 1 | 0 | 0 |  | 100% | 1 | 1 | 1 | 1 | 1 | 1 | 1 | 1 | 1 | 1 | 1 | 1 | 1 | 1 | 1 | 1 | 1 | 1 | 1 | 1 | 1 | 1 | 1 | 1 | 1 | 1 | 1 | 1 | 1 | 1 | 0 | 0 |  | 100% | 1 | 1 | 1 | 1 | 1 | 1 | 1 | 1 | 1 | 1 | 1 | 1 | 1 | 1 | 1 | 1 | 1 | 1 | 1 | 1 | 1 | 1 | 1 | 1 | 1 | 1 | 1 | 1 | 1 | 1 | 1 | 0 | 0 |  | 100% | 1 | 1 | 1 | 1 | 1 | 1 | 1 | 1 | 1 | 1 | 1 | 1 | 1 | 1 | 1 | 1 | 1 | 1 | 1 | 1 | 1 | 1 | 1 | 1 | 1 | 1 | 1 | 1 | 1 | 1 | 0 | 0 |  | 100% | 1 | 1 | 1 | 1 | 1 | 1 | 1 | 1 | 1 | 1 | 1 | 1 | 1 | 1 | 1 | 1 | 1 | 1 | 1 | 1 | 1 | 1 | 1 | 1 | 1 | 1 | 1 | 1 | 1 | 1 | 1 | 0 | 0 |  | 100% | 0 | 0 |  | 100% | bar: 2027-01-01 to 2027-01-31
| ARM INV CLIM AEG15 | Armoire inverseur Clim AEG15 | CARSAT | BAT 2 LT CARSAT N-1 | COURFO | ELECTRICITE COURANTS FORTS | ARMELE | ARMOIRE / COFFRET ELECTRIQUE |  |  |  |  | 1 | 1 | [31 empty] | 0 | 0 |  | 100% | 1 | 1 | 1 | 1 | 1 | 1 | 1 | 1 | 1 | 1 | 1 | 1 | 1 | 1 | 1 | 1 | 1 | 1 | 1 | 1 | 1 | 1 | 1 | 1 | 1 | 1 | 1 | 1 | 0 | 0 |  | 100% | 1 | 1 | 1 | 1 | 1 | 1 | 1 | 1 | 1 | 1 | 1 | 1 | 1 | 1 | 1 | 1 | 1 | 1 | 1 | 1 | 1 | 1 | 1 | 1 | 1 | 1 | 1 | 1 | 1 | 1 | 1 | 0 | 0 |  | 100% | 1 | 1 | 1 | 1 | 1 | 1 | 1 | 1 | 1 | 1 | 1 | 1 | 1 | 1 | 1 | 1 | 1 | 1 | 1 | 1 | 1 | 1 | 1 | 1 | 1 | 1 | 1 | 1 | 1 | 1 | 0 | 0 |  | 100% | 1 | 1 | 1 | 1 | 1 | 1 | 1 | 1 | 1 | 1 | 1 | 1 | 1 | 1 | 1 | 1 | 1 | 1 | 1 | 1 | 1 | 1 | 1 | 1 | 1 | 1 | 1 | 1 | 1 | 1 | 1 | 0 | 0 |  | 100% | 1 | 1 | 1 | 1 | 1 | 1 | 1 | 1 | 1 | 1 | 1 | 1 | 1 | 1 | 1 | 1 | 1 | 1 | 1 | 1 | 1 | 1 | 1 | 1 | 1 | 1 | 1 | 1 | 1 | 1 | 0 | 0 |  | 100% | 1 | 1 | 1 | 1 | 1 | 1 | 1 | 1 | 1 | 1 | 1 | 1 | 1 | 1 | 1 | 1 | 1 | 1 | 1 | 1 | 1 | 1 | 1 | 1 | 1 | 1 | 1 | 1 | 1 | 1 | 1 | 0 | 0 |  | 100% | 1 | 1 | 1 | 1 | 1 | 1 | 1 | 1 | 1 | 1 | 1 | 1 | 1 | 1 | 1 | 1 | 1 | 1 | 1 | 1 | 1 | 1 | 1 | 1 | 1 | 1 | 1 | 1 | 1 | 1 | 1 | 0 | 0 |  | 100% | 1 | 1 | 1 | 1 | 1 | 1 | 1 | 1 | 1 | 1 | 1 | 1 | 1 | 1 | 1 | 1 | 1 | 1 | 1 | 1 | 1 | 1 | 1 | 1 | 1 | 1 | 1 | 1 | 1 | 1 | 0 | 0 |  | 100% | 1 | 1 | 1 | 1 | 1 | 1 | 1 | 1 | 1 | 1 | 1 | 1 | 1 | 1 | 1 | 1 | 1 | 1 | 1 | 1 | 1 | 1 | 1 | 1 | 1 | 1 | 1 | 1 | 1 | 1 | 1 | 0 | 0 |  | 100% | 1 | 1 | 1 | 1 | 1 | 1 | 1 | 1 | 1 | 1 | 1 | 1 | 1 | 1 | 1 | 1 | 1 | 1 | 1 | 1 | 1 | 1 | 1 | 1 | 1 | 1 | 1 | 1 | 1 | 1 | 0 | 0 |  | 100% | 1 | 1 | 1 | 1 | 1 | 1 | 1 | 1 | 1 | 1 | 1 | 1 | 1 | 1 | 1 | 1 | 1 | 1 | 1 | 1 | 1 | 1 | 1 | 1 | 1 | 1 | 1 | 1 | 1 | 1 | 1 | 0 | 0 |  | 100% | 0 | 0 |  | 100% | bar: 2027-01-01 to 2027-01-31
| ARM INV CLIM AEG17 | Armoire inverseur Clim AEG17 | CARSAT | BAT 2 SALLE N-1 | COURFO | ELECTRICITE COURANTS FORTS | ARMELE | ARMOIRE / COFFRET ELECTRIQUE |  |  |  |  | 1 | 1 | [31 empty] | 0 | 0 |  | 100% | 1 | 1 | 1 | 1 | 1 | 1 | 1 | 1 | 1 | 1 | 1 | 1 | 1 | 1 | 1 | 1 | 1 | 1 | 1 | 1 | 1 | 1 | 1 | 1 | 1 | 1 | 1 | 1 | 0 | 0 |  | 100% | 1 | 1 | 1 | 1 | 1 | 1 | 1 | 1 | 1 | 1 | 1 | 1 | 1 | 1 | 1 | 1 | 1 | 1 | 1 | 1 | 1 | 1 | 1 | 1 | 1 | 1 | 1 | 1 | 1 | 1 | 1 | 0 | 0 |  | 100% | 1 | 1 | 1 | 1 | 1 | 1 | 1 | 1 | 1 | 1 | 1 | 1 | 1 | 1 | 1 | 1 | 1 | 1 | 1 | 1 | 1 | 1 | 1 | 1 | 1 | 1 | 1 | 1 | 1 | 1 | 0 | 0 |  | 100% | 1 | 1 | 1 | 1 | 1 | 1 | 1 | 1 | 1 | 1 | 1 | 1 | 1 | 1 | 1 | 1 | 1 | 1 | 1 | 1 | 1 | 1 | 1 | 1 | 1 | 1 | 1 | 1 | 1 | 1 | 1 | 0 | 0 |  | 100% | 1 | 1 | 1 | 1 | 1 | 1 | 1 | 1 | 1 | 1 | 1 | 1 | 1 | 1 | 1 | 1 | 1 | 1 | 1 | 1 | 1 | 1 | 1 | 1 | 1 | 1 | 1 | 1 | 1 | 1 | 0 | 0 |  | 100% | 1 | 1 | 1 | 1 | 1 | 1 | 1 | 1 | 1 | 1 | 1 | 1 | 1 | 1 | 1 | 1 | 1 | 1 | 1 | 1 | 1 | 1 | 1 | 1 | 1 | 1 | 1 | 1 | 1 | 1 | 1 | 0 | 0 |  | 100% | 1 | 1 | 1 | 1 | 1 | 1 | 1 | 1 | 1 | 1 | 1 | 1 | 1 | 1 | 1 | 1 | 1 | 1 | 1 | 1 | 1 | 1 | 1 | 1 | 1 | 1 | 1 | 1 | 1 | 1 | 1 | 0 | 0 |  | 100% | 1 | 1 | 1 | 1 | 1 | 1 | 1 | 1 | 1 | 1 | 1 | 1 | 1 | 1 | 1 | 1 | 1 | 1 | 1 | 1 | 1 | 1 | 1 | 1 | 1 | 1 | 1 | 1 | 1 | 1 | 0 | 0 |  | 100% | 1 | 1 | 1 | 1 | 1 | 1 | 1 | 1 | 1 | 1 | 1 | 1 | 1 | 1 | 1 | 1 | 1 | 1 | 1 | 1 | 1 | 1 | 1 | 1 | 1 | 1 | 1 | 1 | 1 | 1 | 1 | 0 | 0 |  | 100% | 1 | 1 | 1 | 1 | 1 | 1 | 1 | 1 | 1 | 1 | 1 | 1 | 1 | 1 | 1 | 1 | 1 | 1 | 1 | 1 | 1 | 1 | 1 | 1 | 1 | 1 | 1 | 1 | 1 | 1 | 0 | 0 |  | 100% | 1 | 1 | 1 | 1 | 1 | 1 | 1 | 1 | 1 | 1 | 1 | 1 | 1 | 1 | 1 | 1 | 1 | 1 | 1 | 1 | 1 | 1 | 1 | 1 | 1 | 1 | 1 | 1 | 1 | 1 | 1 | 0 | 0 |  | 100% | 0 | 0 |  | 100% | bar: 2027-01-01 to 2027-01-31
| ARM INV CLIM AEG18 | Armoire inverseur Clim AEG18 | CARSAT | BAT 2 SALLE N-1 | COURFO | ELECTRICITE COURANTS FORTS | ARMELE | ARMOIRE / COFFRET ELECTRIQUE |  |  |  |  | 1 | 1 | [31 empty] | 0 | 0 |  | 100% | 1 | 1 | 1 | 1 | 1 | 1 | 1 | 1 | 1 | 1 | 1 | 1 | 1 | 1 | 1 | 1 | 1 | 1 | 1 | 1 | 1 | 1 | 1 | 1 | 1 | 1 | 1 | 1 | 0 | 0 |  | 100% | 1 | 1 | 1 | 1 | 1 | 1 | 1 | 1 | 1 | 1 | 1 | 1 | 1 | 1 | 1 | 1 | 1 | 1 | 1 | 1 | 1 | 1 | 1 | 1 | 1 | 1 | 1 | 1 | 1 | 1 | 1 | 0 | 0 |  | 100% | 1 | 1 | 1 | 1 | 1 | 1 | 1 | 1 | 1 | 1 | 1 | 1 | 1 | 1 | 1 | 1 | 1 | 1 | 1 | 1 | 1 | 1 | 1 | 1 | 1 | 1 | 1 | 1 | 1 | 1 | 0 | 0 |  | 100% | 1 | 1 | 1 | 1 | 1 | 1 | 1 | 1 | 1 | 1 | 1 | 1 | 1 | 1 | 1 | 1 | 1 | 1 | 1 | 1 | 1 | 1 | 1 | 1 | 1 | 1 | 1 | 1 | 1 | 1 | 1 | 0 | 0 |  | 100% | 1 | 1 | 1 | 1 | 1 | 1 | 1 | 1 | 1 | 1 | 1 | 1 | 1 | 1 | 1 | 1 | 1 | 1 | 1 | 1 | 1 | 1 | 1 | 1 | 1 | 1 | 1 | 1 | 1 | 1 | 0 | 0 |  | 100% | 1 | 1 | 1 | 1 | 1 | 1 | 1 | 1 | 1 | 1 | 1 | 1 | 1 | 1 | 1 | 1 | 1 | 1 | 1 | 1 | 1 | 1 | 1 | 1 | 1 | 1 | 1 | 1 | 1 | 1 | 1 | 0 | 0 |  | 100% | 1 | 1 | 1 | 1 | 1 | 1 | 1 | 1 | 1 | 1 | 1 | 1 | 1 | 1 | 1 | 1 | 1 | 1 | 1 | 1 | 1 | 1 | 1 | 1 | 1 | 1 | 1 | 1 | 1 | 1 | 1 | 0 | 0 |  | 100% | 1 | 1 | 1 | 1 | 1 | 1 | 1 | 1 | 1 | 1 | 1 | 1 | 1 | 1 | 1 | 1 | 1 | 1 | 1 | 1 | 1 | 1 | 1 | 1 | 1 | 1 | 1 | 1 | 1 | 1 | 0 | 0 |  | 100% | 1 | 1 | 1 | 1 | 1 | 1 | 1 | 1 | 1 | 1 | 1 | 1 | 1 | 1 | 1 | 1 | 1 | 1 | 1 | 1 | 1 | 1 | 1 | 1 | 1 | 1 | 1 | 1 | 1 | 1 | 1 | 0 | 0 |  | 100% | 1 | 1 | 1 | 1 | 1 | 1 | 1 | 1 | 1 | 1 | 1 | 1 | 1 | 1 | 1 | 1 | 1 | 1 | 1 | 1 | 1 | 1 | 1 | 1 | 1 | 1 | 1 | 1 | 1 | 1 | 0 | 0 |  | 100% | 1 | 1 | 1 | 1 | 1 | 1 | 1 | 1 | 1 | 1 | 1 | 1 | 1 | 1 | 1 | 1 | 1 | 1 | 1 | 1 | 1 | 1 | 1 | 1 | 1 | 1 | 1 | 1 | 1 | 1 | 1 | 0 | 0 |  | 100% | 0 | 0 |  | 100% | bar: 2027-01-01 to 2027-01-31
| ARM INV CLIM AEG20 | Armoire inverseur Clim AEG20 | CARSAT | BAT 2 SALLE 5 | COURFO | ELECTRICITE COURANTS FORTS | ARMELE | ARMOIRE / COFFRET ELECTRIQUE |  |  |  |  | 1 | 1 | [31 empty] | 0 | 0 |  | 100% | 1 | 1 | 1 | 1 | 1 | 1 | 1 | 1 | 1 | 1 | 1 | 1 | 1 | 1 | 1 | 1 | 1 | 1 | 1 | 1 | 1 | 1 | 1 | 1 | 1 | 1 | 1 | 1 | 0 | 0 |  | 100% | 1 | 1 | 1 | 1 | 1 | 1 | 1 | 1 | 1 | 1 | 1 | 1 | 1 | 1 | 1 | 1 | 1 | 1 | 1 | 1 | 1 | 1 | 1 | 1 | 1 | 1 | 1 | 1 | 1 | 1 | 1 | 0 | 0 |  | 100% | 1 | 1 | 1 | 1 | 1 | 1 | 1 | 1 | 1 | 1 | 1 | 1 | 1 | 1 | 1 | 1 | 1 | 1 | 1 | 1 | 1 | 1 | 1 | 1 | 1 | 1 | 1 | 1 | 1 | 1 | 0 | 0 |  | 100% | 1 | 1 | 1 | 1 | 1 | 1 | 1 | 1 | 1 | 1 | 1 | 1 | 1 | 1 | 1 | 1 | 1 | 1 | 1 | 1 | 1 | 1 | 1 | 1 | 1 | 1 | 1 | 1 | 1 | 1 | 1 | 0 | 0 |  | 100% | 1 | 1 | 1 | 1 | 1 | 1 | 1 | 1 | 1 | 1 | 1 | 1 | 1 | 1 | 1 | 1 | 1 | 1 | 1 | 1 | 1 | 1 | 1 | 1 | 1 | 1 | 1 | 1 | 1 | 1 | 0 | 0 |  | 100% | 1 | 1 | 1 | 1 | 1 | 1 | 1 | 1 | 1 | 1 | 1 | 1 | 1 | 1 | 1 | 1 | 1 | 1 | 1 | 1 | 1 | 1 | 1 | 1 | 1 | 1 | 1 | 1 | 1 | 1 | 1 | 0 | 0 |  | 100% | 1 | 1 | 1 | 1 | 1 | 1 | 1 | 1 | 1 | 1 | 1 | 1 | 1 | 1 | 1 | 1 | 1 | 1 | 1 | 1 | 1 | 1 | 1 | 1 | 1 | 1 | 1 | 1 | 1 | 1 | 1 | 0 | 0 |  | 100% | 1 | 1 | 1 | 1 | 1 | 1 | 1 | 1 | 1 | 1 | 1 | 1 | 1 | 1 | 1 | 1 | 1 | 1 | 1 | 1 | 1 | 1 | 1 | 1 | 1 | 1 | 1 | 1 | 1 | 1 | 0 | 0 |  | 100% | 1 | 1 | 1 | 1 | 1 | 1 | 1 | 1 | 1 | 1 | 1 | 1 | 1 | 1 | 1 | 1 | 1 | 1 | 1 | 1 | 1 | 1 | 1 | 1 | 1 | 1 | 1 | 1 | 1 | 1 | 1 | 0 | 0 |  | 100% | 1 | 1 | 1 | 1 | 1 | 1 | 1 | 1 | 1 | 1 | 1 | 1 | 1 | 1 | 1 | 1 | 1 | 1 | 1 | 1 | 1 | 1 | 1 | 1 | 1 | 1 | 1 | 1 | 1 | 1 | 0 | 0 |  | 100% | 1 | 1 | 1 | 1 | 1 | 1 | 1 | 1 | 1 | 1 | 1 | 1 | 1 | 1 | 1 | 1 | 1 | 1 | 1 | 1 | 1 | 1 | 1 | 1 | 1 | 1 | 1 | 1 | 1 | 1 | 1 | 0 | 0 |  | 100% | 0 | 0 |  | 100% | bar: 2027-01-01 to 2027-01-31
| ARM INV CLIM AEG21 | Armoire inverseur Clim AEG21 | CARSAT | BAT 2 SALLE | COURFO | ELECTRICITE COURANTS FORTS | ARMELE | ARMOIRE / COFFRET ELECTRIQUE |  |  |  |  | 1 | 1 | [31 empty] | 0 | 0 |  | 100% | 1 | 1 | 1 | 1 | 1 | 1 | 1 | 1 | 1 | 1 | 1 | 1 | 1 | 1 | 1 | 1 | 1 | 1 | 1 | 1 | 1 | 1 | 1 | 1 | 1 | 1 | 1 | 1 | 0 | 0 |  | 100% | 1 | 1 | 1 | 1 | 1 | 1 | 1 | 1 | 1 | 1 | 1 | 1 | 1 | 1 | 1 | 1 | 1 | 1 | 1 | 1 | 1 | 1 | 1 | 1 | 1 | 1 | 1 | 1 | 1 | 1 | 1 | 0 | 0 |  | 100% | 1 | 1 | 1 | 1 | 1 | 1 | 1 | 1 | 1 | 1 | 1 | 1 | 1 | 1 | 1 | 1 | 1 | 1 | 1 | 1 | 1 | 1 | 1 | 1 | 1 | 1 | 1 | 1 | 1 | 1 | 0 | 0 |  | 100% | 1 | 1 | 1 | 1 | 1 | 1 | 1 | 1 | 1 | 1 | 1 | 1 | 1 | 1 | 1 | 1 | 1 | 1 | 1 | 1 | 1 | 1 | 1 | 1 | 1 | 1 | 1 | 1 | 1 | 1 | 1 | 0 | 0 |  | 100% | 1 | 1 | 1 | 1 | 1 | 1 | 1 | 1 | 1 | 1 | 1 | 1 | 1 | 1 | 1 | 1 | 1 | 1 | 1 | 1 | 1 | 1 | 1 | 1 | 1 | 1 | 1 | 1 | 1 | 1 | 0 | 0 |  | 100% | 1 | 1 | 1 | 1 | 1 | 1 | 1 | 1 | 1 | 1 | 1 | 1 | 1 | 1 | 1 | 1 | 1 | 1 | 1 | 1 | 1 | 1 | 1 | 1 | 1 | 1 | 1 | 1 | 1 | 1 | 1 | 0 | 0 |  | 100% | 1 | 1 | 1 | 1 | 1 | 1 | 1 | 1 | 1 | 1 | 1 | 1 | 1 | 1 | 1 | 1 | 1 | 1 | 1 | 1 | 1 | 1 | 1 | 1 | 1 | 1 | 1 | 1 | 1 | 1 | 1 | 0 | 0 |  | 100% | 1 | 1 | 1 | 1 | 1 | 1 | 1 | 1 | 1 | 1 | 1 | 1 | 1 | 1 | 1 | 1 | 1 | 1 | 1 | 1 | 1 | 1 | 1 | 1 | 1 | 1 | 1 | 1 | 1 | 1 | 0 | 0 |  | 100% | 1 | 1 | 1 | 1 | 1 | 1 | 1 | 1 | 1 | 1 | 1 | 1 | 1 | 1 | 1 | 1 | 1 | 1 | 1 | 1 | 1 | 1 | 1 | 1 | 1 | 1 | 1 | 1 | 1 | 1 | 1 | 0 | 0 |  | 100% | 1 | 1 | 1 | 1 | 1 | 1 | 1 | 1 | 1 | 1 | 1 | 1 | 1 | 1 | 1 | 1 | 1 | 1 | 1 | 1 | 1 | 1 | 1 | 1 | 1 | 1 | 1 | 1 | 1 | 1 | 0 | 0 |  | 100% | 1 | 1 | 1 | 1 | 1 | 1 | 1 | 1 | 1 | 1 | 1 | 1 | 1 | 1 | 1 | 1 | 1 | 1 | 1 | 1 | 1 | 1 | 1 | 1 | 1 | 1 | 1 | 1 | 1 | 1 | 1 | 0 | 0 |  | 100% | 0 | 0 |  | 100% | bar: 2027-01-01 to 2027-01-31
| ARM SERV | Armoire TD servidude | CARSAT | BAT 2 COULOIR ROUGE RDJ | COURFO | ELECTRICITE COURANTS FORTS | ARMELE | ARMOIRE / COFFRET ELECTRIQUE |  |  |  |  | 2 | 2 | [31 empty] | 0 | 0 |  | 100% | 1 | 1 | 1 | 1 | 1 | 1 | 1 | 1 | 1 | 1 | 1 | 1 | 1 | 1 | 1 | 1 | 1 | 1 | 1 | 1 | 1 | 1 | 1 | 1 | 1 | 1 | 1 | 1 | 0 | 0 |  | 100% | 1 | 1 | 1 | 1 | 1 | 1 | 1 | 1 | 1 | 1 | 1 | 1 | 1 | 1 | 1 | 1 | 1 | 1 | 1 | 1 | 1 | 1 | 1 | 1 | 1 | 1 | 1 | 1 | 1 | 1 | 1 | 0 | 0 |  | 100% | 1 | 1 | 1 | 1 | 1 | 1 | 1 | 1 | 1 | 1 | 1 | 1 | 1 | 1 | 1 | 1 | 1 | 1 | 1 | 1 | 1 | 1 | 1 | 1 | 1 | 1 | 1 | 1 | 1 | 1 | 0 | 0 |  | 100% | 1 | 1 | 1 | 1 | 1 | 1 | 1 | 1 | 1 | 1 | 1 | 1 | 1 | 1 | 1 | 1 | 1 | 1 | 1 | 1 | 1 | 1 | 1 | 1 | 1 | 1 | 1 | 1 | 1 | 1 | 1 | 0 | 0 |  | 100% | 1 | 1 | 1 | 1 | 1 | 1 | 1 | 1 | 1 | 1 | 1 | 1 | 1 | 1 | 1 | 1 | 1 | 1 | 1 | 1 | 1 | 1 | 1 | 1 | 1 | 1 | 1 | 1 | 1 | 1 | 0 | 0 |  | 100% | 1 | 1 | 1 | 1 | 1 | 1 | 1 | 1 | 1 | 1 | 1 | 1 | 1 | 1 | 1 | 1 | 1 | 1 | 1 | 1 | 1 | 1 | 1 | 1 | 1 | 1 | 1 | 1 | 1 | 1 | 1 | 0 | 0 |  | 100% | 1 | 1 | 1 | 1 | 1 | 1 | 1 | 1 | 1 | 1 | 1 | 1 | 1 | 1 | 1 | 1 | 1 | 1 | 1 | 1 | 1 | 1 | 1 | 1 | 1 | 1 | 1 | 1 | 1 | 1 | 1 | 0 | 0 |  | 100% | 1 | 1 | 1 | 1 | 1 | 1 | 1 | 1 | 1 | 1 | 1 | 1 | 1 | 1 | 1 | 1 | 1 | 1 | 1 | 1 | 1 | 1 | 1 | 1 | 1 | 1 | 1 | 1 | 1 | 1 | 0 | 0 |  | 100% | 1 | 1 | 1 | 1 | 1 | 1 | 1 | 1 | 1 | 1 | 1 | 1 | 1 | 1 | 1 | 1 | 1 | 1 | 1 | 1 | 1 | 1 | 1 | 1 | 1 | 1 | 1 | 1 | 1 | 1 | 1 | 0 | 0 |  | 100% | 1 | 1 | 1 | 1 | 1 | 1 | 1 | 1 | 1 | 1 | 1 | 1 | 1 | 1 | 1 | 1 | 1 | 1 | 1 | 1 | 1 | 1 | 1 | 1 | 1 | 1 | 1 | 1 | 1 | 1 | 0 | 0 |  | 100% | 1 | 1 | 1 | 1 | 1 | 1 | 1 | 1 | 1 | 1 | 1 | 1 | 1 | 1 | 1 | 1 | 1 | 1 | 1 | 1 | 1 | 1 | 1 | 1 | 1 | 1 | 1 | 1 | 1 | 1 | 1 | 0 | 0 |  | 100% | 0 | 0 |  | 100% | bar: 2027-01-01 to 2027-01-31
| ARM TD CLIM | ARM TD CLIM AEG | CARSAT | BAT 2 COULOIR TECH RDJ | COURFO | ELECTRICITE COURANTS FORTS | ARMELE | ARMOIRE / COFFRET ELECTRIQUE |  |  |  |  | 1 | 1 | [31 empty] | 0 | 0 |  | 100% | 1 | 1 | 1 | 1 | 1 | 1 | 1 | 1 | 1 | 1 | 1 | 1 | 1 | 1 | 1 | 1 | 1 | 1 | 1 | 1 | 1 | 1 | 1 | 1 | 1 | 1 | 1 | 1 | 0 | 0 |  | 100% | 1 | 1 | 1 | 1 | 1 | 1 | 1 | 1 | 1 | 1 | 1 | 1 | 1 | 1 | 1 | 1 | 1 | 1 | 1 | 1 | 1 | 1 | 1 | 1 | 1 | 1 | 1 | 1 | 1 | 1 | 1 | 0 | 0 |  | 100% | 1 | 1 | 1 | 1 | 1 | 1 | 1 | 1 | 1 | 1 | 1 | 1 | 1 | 1 | 1 | 1 | 1 | 1 | 1 | 1 | 1 | 1 | 1 | 1 | 1 | 1 | 1 | 1 | 1 | 1 | 0 | 0 |  | 100% | 1 | 1 | 1 | 1 | 1 | 1 | 1 | 1 | 1 | 1 | 1 | 1 | 1 | 1 | 1 | 1 | 1 | 1 | 1 | 1 | 1 | 1 | 1 | 1 | 1 | 1 | 1 | 1 | 1 | 1 | 1 | 0 | 0 |  | 100% | 1 | 1 | 1 | 1 | 1 | 1 | 1 | 1 | 1 | 1 | 1 | 1 | 1 | 1 | 1 | 1 | 1 | 1 | 1 | 1 | 1 | 1 | 1 | 1 | 1 | 1 | 1 | 1 | 1 | 1 | 0 | 0 |  | 100% | 1 | 1 | 1 | 1 | 1 | 1 | 1 | 1 | 1 | 1 | 1 | 1 | 1 | 1 | 1 | 1 | 1 | 1 | 1 | 1 | 1 | 1 | 1 | 1 | 1 | 1 | 1 | 1 | 1 | 1 | 1 | 0 | 0 |  | 100% | 1 | 1 | 1 | 1 | 1 | 1 | 1 | 1 | 1 | 1 | 1 | 1 | 1 | 1 | 1 | 1 | 1 | 1 | 1 | 1 | 1 | 1 | 1 | 1 | 1 | 1 | 1 | 1 | 1 | 1 | 1 | 0 | 0 |  | 100% | 1 | 1 | 1 | 1 | 1 | 1 | 1 | 1 | 1 | 1 | 1 | 1 | 1 | 1 | 1 | 1 | 1 | 1 | 1 | 1 | 1 | 1 | 1 | 1 | 1 | 1 | 1 | 1 | 1 | 1 | 0 | 0 |  | 100% | 1 | 1 | 1 | 1 | 1 | 1 | 1 | 1 | 1 | 1 | 1 | 1 | 1 | 1 | 1 | 1 | 1 | 1 | 1 | 1 | 1 | 1 | 1 | 1 | 1 | 1 | 1 | 1 | 1 | 1 | 1 | 0 | 0 |  | 100% | 1 | 1 | 1 | 1 | 1 | 1 | 1 | 1 | 1 | 1 | 1 | 1 | 1 | 1 | 1 | 1 | 1 | 1 | 1 | 1 | 1 | 1 | 1 | 1 | 1 | 1 | 1 | 1 | 1 | 1 | 0 | 0 |  | 100% | 1 | 1 | 1 | 1 | 1 | 1 | 1 | 1 | 1 | 1 | 1 | 1 | 1 | 1 | 1 | 1 | 1 | 1 | 1 | 1 | 1 | 1 | 1 | 1 | 1 | 1 | 1 | 1 | 1 | 1 | 1 | 0 | 0 |  | 100% | 0 | 0 |  | 100% | bar: 2027-01-01 to 2027-01-31
| ARM-GE-CA | TGGE | CARSAT | BAT 2 parking N-1 | COURFO | ELECTRICITE COURANTS FORTS | ARMELE | ARMOIRE / COFFRET ELECTRIQUE |  |  |  |  | 1 | 1 | [31 empty] | 0 | 0 |  | 100% | 1 | 1 | 1 | 1 | 1 | 1 | 1 | 1 | 1 | 1 | 1 | 1 | 1 | 1 | 1 | 1 | 1 | 1 | 1 | 1 | 1 | 1 | 1 | 1 | 1 | 1 | 1 | 1 | 0 | 0 |  | 100% | 1 | 1 | 1 | 1 | 1 | 1 | 1 | 1 | 1 | 1 | 1 | 1 | 1 | 1 | 1 | 1 | 1 | 1 | 1 | 1 | 1 | 1 | 1 | 1 | 1 | 1 | 1 | 1 | 1 | 1 | 1 | 0 | 0 |  | 100% | 1 | 1 | 1 | 1 | 1 | 1 | 1 | 1 | 1 | 1 | 1 | 1 | 1 | 1 | 1 | 1 | 1 | 1 | 1 | 1 | 1 | 1 | 1 | 1 | 1 | 1 | 1 | 1 | 1 | 1 | 0 | 0 |  | 100% | 1 | 1 | 1 | 1 | 1 | 1 | 1 | 1 | 1 | 1 | 1 | 1 | 1 | 1 | 1 | 1 | 1 | 1 | 1 | 1 | 1 | 1 | 1 | 1 | 1 | 1 | 1 | 1 | 1 | 1 | 1 | 0 | 0 |  | 100% | 1 | 1 | 1 | 1 | 1 | 1 | 1 | 1 | 1 | 1 | 1 | 1 | 1 | 1 | 1 | 1 | 1 | 1 | 1 | 1 | 1 | 1 | 1 | 1 | 1 | 1 | 1 | 1 | 1 | 1 | 0 | 0 |  | 100% | 1 | 1 | 1 | 1 | 1 | 1 | 1 | 1 | 1 | 1 | 1 | 1 | 1 | 1 | 1 | 1 | 1 | 1 | 1 | 1 | 1 | 1 | 1 | 1 | 1 | 1 | 1 | 1 | 1 | 1 | 1 | 0 | 0 |  | 100% | 1 | 1 | 1 | 1 | 1 | 1 | 1 | 1 | 1 | 1 | 1 | 1 | 1 | 1 | 1 | 1 | 1 | 1 | 1 | 1 | 1 | 1 | 1 | 1 | 1 | 1 | 1 | 1 | 1 | 1 | 1 | 0 | 0 |  | 100% | 1 | 1 | 1 | 1 | 1 | 1 | 1 | 1 | 1 | 1 | 1 | 1 | 1 | 1 | 1 | 1 | 1 | 1 | 1 | 1 | 1 | 1 | 1 | 1 | 1 | 1 | 1 | 1 | 1 | 1 | 0 | 0 |  | 100% | 1 | 1 | 1 | 1 | 1 | 1 | 1 | 1 | 1 | 1 | 1 | 1 | 1 | 1 | 1 | 1 | 1 | 1 | 1 | 1 | 1 | 1 | 1 | 1 | 1 | 1 | 1 | 1 | 1 | 1 | 1 | 0 | 0 |  | 100% | 1 | 1 | 1 | 1 | 1 | 1 | 1 | 1 | 1 | 1 | 1 | 1 | 1 | 1 | 1 | 1 | 1 | 1 | 1 | 1 | 1 | 1 | 1 | 1 | 1 | 1 | 1 | 1 | 1 | 1 | 0 | 0 |  | 100% | 1 | 1 | 1 | 1 | 1 | 1 | 1 | 1 | 1 | 1 | 1 | 1 | 1 | 1 | 1 | 1 | 1 | 1 | 1 | 1 | 1 | 1 | 1 | 1 | 1 | 1 | 1 | 1 | 1 | 1 | 1 | 0 | 0 |  | 100% | 0 | 0 |  | 100% | bar: 2027-01-01 to 2027-01-31
| TGHQ A CARSAT | ARM TGHQ A | CARSAT | BAT 2 | COURFO | ELECTRICITE COURANTS FORTS | ARMELE | ARMOIRE / COFFRET ELECTRIQUE |  |  |  |  | 1 | 1 | [31 empty] | 0 | 0 |  | 100% | 1 | 1 | 1 | 1 | 1 | 1 | 1 | 1 | 1 | 1 | 1 | 1 | 1 | 1 | 1 | 1 | 1 | 1 | 1 | 1 | 1 | 1 | 1 | 1 | 1 | 1 | 1 | 1 | 0 | 0 |  | 100% | 1 | 1 | 1 | 1 | 1 | 1 | 1 | 1 | 1 | 1 | 1 | 1 | 1 | 1 | 1 | 1 | 1 | 1 | 1 | 1 | 1 | 1 | 1 | 1 | 1 | 1 | 1 | 1 | 1 | 1 | 1 | 0 | 0 |  | 100% | 1 | 1 | 1 | 1 | 1 | 1 | 1 | 1 | 1 | 1 | 1 | 1 | 1 | 1 | 1 | 1 | 1 | 1 | 1 | 1 | 1 | 1 | 1 | 1 | 1 | 1 | 1 | 1 | 1 | 1 | 0 | 0 |  | 100% | 1 | 1 | 1 | 1 | 1 | 1 | 1 | 1 | 1 | 1 | 1 | 1 | 1 | 1 | 1 | 1 | 1 | 1 | 1 | 1 | 1 | 1 | 1 | 1 | 1 | 1 | 1 | 1 | 1 | 1 | 1 | 0 | 0 |  | 100% | 1 | 1 | 1 | 1 | 1 | 1 | 1 | 1 | 1 | 1 | 1 | 1 | 1 | 1 | 1 | 1 | 1 | 1 | 1 | 1 | 1 | 1 | 1 | 1 | 1 | 1 | 1 | 1 | 1 | 1 | 0 | 0 |  | 100% | 1 | 1 | 1 | 1 | 1 | 1 | 1 | 1 | 1 | 1 | 1 | 1 | 1 | 1 | 1 | 1 | 1 | 1 | 1 | 1 | 1 | 1 | 1 | 1 | 1 | 1 | 1 | 1 | 1 | 1 | 1 | 0 | 0 |  | 100% | 1 | 1 | 1 | 1 | 1 | 1 | 1 | 1 | 1 | 1 | 1 | 1 | 1 | 1 | 1 | 1 | 1 | 1 | 1 | 1 | 1 | 1 | 1 | 1 | 1 | 1 | 1 | 1 | 1 | 1 | 1 | 0 | 0 |  | 100% | 1 | 1 | 1 | 1 | 1 | 1 | 1 | 1 | 1 | 1 | 1 | 1 | 1 | 1 | 1 | 1 | 1 | 1 | 1 | 1 | 1 | 1 | 1 | 1 | 1 | 1 | 1 | 1 | 1 | 1 | 0 | 0 |  | 100% | 1 | 1 | 1 | 1 | 1 | 1 | 1 | 1 | 1 | 1 | 1 | 1 | 1 | 1 | 1 | 1 | 1 | 1 | 1 | 1 | 1 | 1 | 1 | 1 | 1 | 1 | 1 | 1 | 1 | 1 | 1 | 0 | 0 |  | 100% | 1 | 1 | 1 | 1 | 1 | 1 | 1 | 1 | 1 | 1 | 1 | 1 | 1 | 1 | 1 | 1 | 1 | 1 | 1 | 1 | 1 | 1 | 1 | 1 | 1 | 1 | 1 | 1 | 1 | 1 | 0 | 0 |  | 100% | 1 | 1 | 1 | 1 | 1 | 1 | 1 | 1 | 1 | 1 | 1 | 1 | 1 | 1 | 1 | 1 | 1 | 1 | 1 | 1 | 1 | 1 | 1 | 1 | 1 | 1 | 1 | 1 | 1 | 1 | 1 | 0 | 0 |  | 100% | 0 | 0 |  | 100% | bar: 2027-01-01 to 2027-01-31
| TGHQ B CARSAT | ARM TGHQ B | CARSAT | BAT 2 | COURFO | ELECTRICITE COURANTS FORTS | ARMELE | ARMOIRE / COFFRET ELECTRIQUE |  |  |  |  | 1 | 1 | [31 empty] | 0 | 0 |  | 100% | 1 | 1 | 1 | 1 | 1 | 1 | 1 | 1 | 1 | 1 | 1 | 1 | 1 | 1 | 1 | 1 | 1 | 1 | 1 | 1 | 1 | 1 | 1 | 1 | 1 | 1 | 1 | 1 | 0 | 0 |  | 100% | 1 | 1 | 1 | 1 | 1 | 1 | 1 | 1 | 1 | 1 | 1 | 1 | 1 | 1 | 1 | 1 | 1 | 1 | 1 | 1 | 1 | 1 | 1 | 1 | 1 | 1 | 1 | 1 | 1 | 1 | 1 | 0 | 0 |  | 100% | 1 | 1 | 1 | 1 | 1 | 1 | 1 | 1 | 1 | 1 | 1 | 1 | 1 | 1 | 1 | 1 | 1 | 1 | 1 | 1 | 1 | 1 | 1 | 1 | 1 | 1 | 1 | 1 | 1 | 1 | 0 | 0 |  | 100% | 1 | 1 | 1 | 1 | 1 | 1 | 1 | 1 | 1 | 1 | 1 | 1 | 1 | 1 | 1 | 1 | 1 | 1 | 1 | 1 | 1 | 1 | 1 | 1 | 1 | 1 | 1 | 1 | 1 | 1 | 1 | 0 | 0 |  | 100% | 1 | 1 | 1 | 1 | 1 | 1 | 1 | 1 | 1 | 1 | 1 | 1 | 1 | 1 | 1 | 1 | 1 | 1 | 1 | 1 | 1 | 1 | 1 | 1 | 1 | 1 | 1 | 1 | 1 | 1 | 0 | 0 |  | 100% | 1 | 1 | 1 | 1 | 1 | 1 | 1 | 1 | 1 | 1 | 1 | 1 | 1 | 1 | 1 | 1 | 1 | 1 | 1 | 1 | 1 | 1 | 1 | 1 | 1 | 1 | 1 | 1 | 1 | 1 | 1 | 0 | 0 |  | 100% | 1 | 1 | 1 | 1 | 1 | 1 | 1 | 1 | 1 | 1 | 1 | 1 | 1 | 1 | 1 | 1 | 1 | 1 | 1 | 1 | 1 | 1 | 1 | 1 | 1 | 1 | 1 | 1 | 1 | 1 | 1 | 0 | 0 |  | 100% | 1 | 1 | 1 | 1 | 1 | 1 | 1 | 1 | 1 | 1 | 1 | 1 | 1 | 1 | 1 | 1 | 1 | 1 | 1 | 1 | 1 | 1 | 1 | 1 | 1 | 1 | 1 | 1 | 1 | 1 | 0 | 0 |  | 100% | 1 | 1 | 1 | 1 | 1 | 1 | 1 | 1 | 1 | 1 | 1 | 1 | 1 | 1 | 1 | 1 | 1 | 1 | 1 | 1 | 1 | 1 | 1 | 1 | 1 | 1 | 1 | 1 | 1 | 1 | 1 | 0 | 0 |  | 100% | 1 | 1 | 1 | 1 | 1 | 1 | 1 | 1 | 1 | 1 | 1 | 1 | 1 | 1 | 1 | 1 | 1 | 1 | 1 | 1 | 1 | 1 | 1 | 1 | 1 | 1 | 1 | 1 | 1 | 1 | 0 | 0 |  | 100% | 1 | 1 | 1 | 1 | 1 | 1 | 1 | 1 | 1 | 1 | 1 | 1 | 1 | 1 | 1 | 1 | 1 | 1 | 1 | 1 | 1 | 1 | 1 | 1 | 1 | 1 | 1 | 1 | 1 | 1 | 1 | 0 | 0 |  | 100% | 0 | 0 |  | 100% | bar: 2027-01-01 to 2027-01-31
| TGHQA-CARSAT | Armoire TGHQ A | CARSAT | BAT2 COULOIR TECH RDJ | COURFO | ELECTRICITE COURANTS FORTS | TGBT | TGBT |  |  |  |  | 1 | 1 | [31 empty] | 0 | 0 |  | 100% | 1 | 1 | 1 | 1 | 1 | 1 | 1 | 1 | 1 | 1 | 1 | 1 | 1 | 1 | 1 | 1 | 1 | 1 | 1 | 1 | 1 | 1 | 1 | 1 | 1 | 1 | 1 | 1 | 0 | 0 |  | 100% | 1 | 1 | 1 | 1 | 1 | 1 | 1 | 1 | 1 | 1 | 1 | 1 | 1 | 1 | 1 | 1 | 1 | 1 | 1 | 1 | 1 | 1 | 1 | 1 | 1 | 1 | 1 | 1 | 1 | 1 | 1 | 0 | 0 |  | 100% | 1 | 1 | 1 | 1 | 1 | 1 | 1 | 1 | 1 | 1 | 1 | 1 | 1 | 1 | 1 | 1 | 1 | 1 | 1 | 1 | 1 | 1 | 1 | 1 | 1 | 1 | 1 | 1 | 1 | 1 | 0 | 0 |  | 100% | 1 | 1 | 1 | 1 | 1 | 1 | 1 | 1 | 1 | 1 | 1 | 1 | 1 | 1 | 1 | 1 | 1 | 1 | 1 | 1 | 1 | 1 | 1 | 1 | 1 | 1 | 1 | 1 | 1 | 1 | 1 | 0 | 0 |  | 100% | 1 | 1 | 1 | 1 | 1 | 1 | 1 | 1 | 1 | 1 | 1 | 1 | 1 | 1 | 1 | 1 | 1 | 1 | 1 | 1 | 1 | 1 | 1 | 1 | 1 | 1 | 1 | 1 | 1 | 1 | 0 | 0 |  | 100% | 1 | 1 | 1 | 1 | 1 | 1 | 1 | 1 | 1 | 1 | 1 | 1 | 1 | 1 | 1 | 1 | 1 | 1 | 1 | 1 | 1 | 1 | 1 | 1 | 1 | 1 | 1 | 1 | 1 | 1 | 1 | 0 | 0 |  | 100% | 1 | 1 | 1 | 1 | 1 | 1 | 1 | 1 | 1 | 1 | 1 | 1 | 1 | 1 | 1 | 1 | 1 | 1 | 1 | 1 | 1 | 1 | 1 | 1 | 1 | 1 | 1 | 1 | 1 | 1 | 1 | 0 | 0 |  | 100% | 1 | 1 | 1 | 1 | 1 | 1 | 1 | 1 | 1 | 1 | 1 | 1 | 1 | 1 | 1 | 1 | 1 | 1 | 1 | 1 | 1 | 1 | 1 | 1 | 1 | 1 | 1 | 1 | 1 | 1 | 0 | 0 |  | 100% | 1 | 1 | 1 | 1 | 1 | 1 | 1 | 1 | 1 | 1 | 1 | 1 | 1 | 1 | 1 | 1 | 1 | 1 | 1 | 1 | 1 | 1 | 1 | 1 | 1 | 1 | 1 | 1 | 1 | 1 | 1 | 0 | 0 |  | 100% | 1 | 1 | 1 | 1 | 1 | 1 | 1 | 1 | 1 | 1 | 1 | 1 | 1 | 1 | 1 | 1 | 1 | 1 | 1 | 1 | 1 | 1 | 1 | 1 | 1 | 1 | 1 | 1 | 1 | 1 | 0 | 0 |  | 100% | 1 | 1 | 1 | 1 | 1 | 1 | 1 | 1 | 1 | 1 | 1 | 1 | 1 | 1 | 1 | 1 | 1 | 1 | 1 | 1 | 1 | 1 | 1 | 1 | 1 | 1 | 1 | 1 | 1 | 1 | 1 | 0 | 0 |  | 100% | 0 | 0 |  | 100% | bar: 2027-01-01 to 2027-01-31
| TGHQB-CA | Armoire TGHQ B | CARSAT | BAT2 COULOIR TECH RDJ | COURFO | ELECTRICITE COURANTS FORTS | TGBT | TGBT |  |  |  |  | 1 | 1 | [31 empty] | 0 | 0 |  | 100% | 1 | 1 | 1 | 1 | 1 | 1 | 1 | 1 | 1 | 1 | 1 | 1 | 1 | 1 | 1 | 1 | 1 | 1 | 1 | 1 | 1 | 1 | 1 | 1 | 1 | 1 | 1 | 1 | 0 | 0 |  | 100% | 1 | 1 | 1 | 1 | 1 | 1 | 1 | 1 | 1 | 1 | 1 | 1 | 1 | 1 | 1 | 1 | 1 | 1 | 1 | 1 | 1 | 1 | 1 | 1 | 1 | 1 | 1 | 1 | 1 | 1 | 1 | 0 | 0 |  | 100% | 1 | 1 | 1 | 1 | 1 | 1 | 1 | 1 | 1 | 1 | 1 | 1 | 1 | 1 | 1 | 1 | 1 | 1 | 1 | 1 | 1 | 1 | 1 | 1 | 1 | 1 | 1 | 1 | 1 | 1 | 0 | 0 |  | 100% | 1 | 1 | 1 | 1 | 1 | 1 | 1 | 1 | 1 | 1 | 1 | 1 | 1 | 1 | 1 | 1 | 1 | 1 | 1 | 1 | 1 | 1 | 1 | 1 | 1 | 1 | 1 | 1 | 1 | 1 | 1 | 0 | 0 |  | 100% | 1 | 1 | 1 | 1 | 1 | 1 | 1 | 1 | 1 | 1 | 1 | 1 | 1 | 1 | 1 | 1 | 1 | 1 | 1 | 1 | 1 | 1 | 1 | 1 | 1 | 1 | 1 | 1 | 1 | 1 | 0 | 0 |  | 100% | 1 | 1 | 1 | 1 | 1 | 1 | 1 | 1 | 1 | 1 | 1 | 1 | 1 | 1 | 1 | 1 | 1 | 1 | 1 | 1 | 1 | 1 | 1 | 1 | 1 | 1 | 1 | 1 | 1 | 1 | 1 | 0 | 0 |  | 100% | 1 | 1 | 1 | 1 | 1 | 1 | 1 | 1 | 1 | 1 | 1 | 1 | 1 | 1 | 1 | 1 | 1 | 1 | 1 | 1 | 1 | 1 | 1 | 1 | 1 | 1 | 1 | 1 | 1 | 1 | 1 | 0 | 0 |  | 100% | 1 | 1 | 1 | 1 | 1 | 1 | 1 | 1 | 1 | 1 | 1 | 1 | 1 | 1 | 1 | 1 | 1 | 1 | 1 | 1 | 1 | 1 | 1 | 1 | 1 | 1 | 1 | 1 | 1 | 1 | 0 | 0 |  | 100% | 1 | 1 | 1 | 1 | 1 | 1 | 1 | 1 | 1 | 1 | 1 | 1 | 1 | 1 | 1 | 1 | 1 | 1 | 1 | 1 | 1 | 1 | 1 | 1 | 1 | 1 | 1 | 1 | 1 | 1 | 1 | 0 | 0 |  | 100% | 1 | 1 | 1 | 1 | 1 | 1 | 1 | 1 | 1 | 1 | 1 | 1 | 1 | 1 | 1 | 1 | 1 | 1 | 1 | 1 | 1 | 1 | 1 | 1 | 1 | 1 | 1 | 1 | 1 | 1 | 0 | 0 |  | 100% | 1 | 1 | 1 | 1 | 1 | 1 | 1 | 1 | 1 | 1 | 1 | 1 | 1 | 1 | 1 | 1 | 1 | 1 | 1 | 1 | 1 | 1 | 1 | 1 | 1 | 1 | 1 | 1 | 1 | 1 | 1 | 0 | 0 |  | 100% | 0 | 0 |  | 100% | bar: 2027-01-01 to 2027-01-31
| TGBT-A-CAR | Armoire TGBT A | CARSAT | BAT 2 LOCAL PARKING N-1 | COURFO | ELECTRICITE COURANTS FORTS | TGBT | TGBT |  |  |  |  | 1 | 1 | [31 empty] | 0 | 0 |  | 100% | 1 | 1 | 1 | 1 | 1 | 1 | 1 | 1 | 1 | 1 | 1 | 1 | 1 | 1 | 1 | 1 | 1 | 1 | 1 | 1 | 1 | 1 | 1 | 1 | 1 | 1 | 1 | 1 | 0 | 0 |  | 100% | 1 | 1 | 1 | 1 | 1 | 1 | 1 | 1 | 1 | 1 | 1 | 1 | 1 | 1 | 1 | 1 | 1 | 1 | 1 | 1 | 1 | 1 | 1 | 1 | 1 | 1 | 1 | 1 | 1 | 1 | 1 | 0 | 0 |  | 100% | 1 | 1 | 1 | 1 | 1 | 1 | 1 | 1 | 1 | 1 | 1 | 1 | 1 | 1 | 1 | 1 | 1 | 1 | 1 | 1 | 1 | 1 | 1 | 1 | 1 | 1 | 1 | 1 | 1 | 1 | 0 | 0 |  | 100% | 1 | 1 | 1 | 1 | 1 | 1 | 1 | 1 | 1 | 1 | 1 | 1 | 1 | 1 | 1 | 1 | 1 | 1 | 1 | 1 | 1 | 1 | 1 | 1 | 1 | 1 | 1 | 1 | 1 | 1 | 1 | 0 | 0 |  | 100% | 1 | 1 | 1 | 1 | 1 | 1 | 1 | 1 | 1 | 1 | 1 | 1 | 1 | 1 | 1 | 1 | 1 | 1 | 1 | 1 | 1 | 1 | 1 | 1 | 1 | 1 | 1 | 1 | 1 | 1 | 0 | 0 |  | 100% | 1 | 1 | 1 | 1 | 1 | 1 | 1 | 1 | 1 | 1 | 1 | 1 | 1 | 1 | 1 | 1 | 1 | 1 | 1 | 1 | 1 | 1 | 1 | 1 | 1 | 1 | 1 | 1 | 1 | 1 | 1 | 0 | 0 |  | 100% | 1 | 1 | 1 | 1 | 1 | 1 | 1 | 1 | 1 | 1 | 1 | 1 | 1 | 1 | 1 | 1 | 1 | 1 | 1 | 1 | 1 | 1 | 1 | 1 | 1 | 1 | 1 | 1 | 1 | 1 | 1 | 0 | 0 |  | 100% | 1 | 1 | 1 | 1 | 1 | 1 | 1 | 1 | 1 | 1 | 1 | 1 | 1 | 1 | 1 | 1 | 1 | 1 | 1 | 1 | 1 | 1 | 1 | 1 | 1 | 1 | 1 | 1 | 1 | 1 | 0 | 0 |  | 100% | 1 | 1 | 1 | 1 | 1 | 1 | 1 | 1 | 1 | 1 | 1 | 1 | 1 | 1 | 1 | 1 | 1 | 1 | 1 | 1 | 1 | 1 | 1 | 1 | 1 | 1 | 1 | 1 | 1 | 1 | 1 | 0 | 0 |  | 100% | 1 | 1 | 1 | 1 | 1 | 1 | 1 | 1 | 1 | 1 | 1 | 1 | 1 | 1 | 1 | 1 | 1 | 1 | 1 | 1 | 1 | 1 | 1 | 1 | 1 | 1 | 1 | 1 | 1 | 1 | 0 | 0 |  | 100% | 1 | 1 | 1 | 1 | 1 | 1 | 1 | 1 | 1 | 1 | 1 | 1 | 1 | 1 | 1 | 1 | 1 | 1 | 1 | 1 | 1 | 1 | 1 | 1 | 1 | 1 | 1 | 1 | 1 | 1 | 1 | 0 | 0 |  | 100% | 0 | 0 |  | 100% | bar: 2027-01-01 to 2027-01-31
| TGBT-B-CAR | Armoire TGBT B | CARSAT | BAT 2 LOCAL RDJ | COURFO | ELECTRICITE COURANTS FORTS | TGBT | TGBT | SCHNEIDER MGE |  |  |  | 1 | 1 | [31 empty] | 0 | 0 |  | 100% | 1 | 1 | 1 | 1 | 1 | 1 | 1 | 1 | 1 | 1 | 1 | 1 | 1 | 1 | 1 | 1 | 1 | 1 | 1 | 1 | 1 | 1 | 1 | 1 | 1 | 1 | 1 | 1 | 0 | 0 |  | 100% | 1 | 1 | 1 | 1 | 1 | 1 | 1 | 1 | 1 | 1 | 1 | 1 | 1 | 1 | 1 | 1 | 1 | 1 | 1 | 1 | 1 | 1 | 1 | 1 | 1 | 1 | 1 | 1 | 1 | 1 | 1 | 0 | 0 |  | 100% | 1 | 1 | 1 | 1 | 1 | 1 | 1 | 1 | 1 | 1 | 1 | 1 | 1 | 1 | 1 | 1 | 1 | 1 | 1 | 1 | 1 | 1 | 1 | 1 | 1 | 1 | 1 | 1 | 1 | 1 | 0 | 0 |  | 100% | 1 | 1 | 1 | 1 | 1 | 1 | 1 | 1 | 1 | 1 | 1 | 1 | 1 | 1 | 1 | 1 | 1 | 1 | 1 | 1 | 1 | 1 | 1 | 1 | 1 | 1 | 1 | 1 | 1 | 1 | 1 | 0 | 0 |  | 100% | 1 | 1 | 1 | 1 | 1 | 1 | 1 | 1 | 1 | 1 | 1 | 1 | 1 | 1 | 1 | 1 | 1 | 1 | 1 | 1 | 1 | 1 | 1 | 1 | 1 | 1 | 1 | 1 | 1 | 1 | 0 | 0 |  | 100% | 1 | 1 | 1 | 1 | 1 | 1 | 1 | 1 | 1 | 1 | 1 | 1 | 1 | 1 | 1 | 1 | 1 | 1 | 1 | 1 | 1 | 1 | 1 | 1 | 1 | 1 | 1 | 1 | 1 | 1 | 1 | 0 | 0 |  | 100% | 1 | 1 | 1 | 1 | 1 | 1 | 1 | 1 | 1 | 1 | 1 | 1 | 1 | 1 | 1 | 1 | 1 | 1 | 1 | 1 | 1 | 1 | 1 | 1 | 1 | 1 | 1 | 1 | 1 | 1 | 1 | 0 | 0 |  | 100% | 1 | 1 | 1 | 1 | 1 | 1 | 1 | 1 | 1 | 1 | 1 | 1 | 1 | 1 | 1 | 1 | 1 | 1 | 1 | 1 | 1 | 1 | 1 | 1 | 1 | 1 | 1 | 1 | 1 | 1 | 0 | 0 |  | 100% | 1 | 1 | 1 | 1 | 1 | 1 | 1 | 1 | 1 | 1 | 1 | 1 | 1 | 1 | 1 | 1 | 1 | 1 | 1 | 1 | 1 | 1 | 1 | 1 | 1 | 1 | 1 | 1 | 1 | 1 | 1 | 0 | 0 |  | 100% | 1 | 1 | 1 | 1 | 1 | 1 | 1 | 1 | 1 | 1 | 1 | 1 | 1 | 1 | 1 | 1 | 1 | 1 | 1 | 1 | 1 | 1 | 1 | 1 | 1 | 1 | 1 | 1 | 1 | 1 | 0 | 0 |  | 100% | 1 | 1 | 1 | 1 | 1 | 1 | 1 | 1 | 1 | 1 | 1 | 1 | 1 | 1 | 1 | 1 | 1 | 1 | 1 | 1 | 1 | 1 | 1 | 1 | 1 | 1 | 1 | 1 | 1 | 1 | 1 | 0 | 0 |  | 100% | 0 | 0 |  | 100% | bar: 2027-01-01 to 2027-01-31
| COFF INV | COFFRET INV GF5 | CARSAT | BAT 2 LOCAL ONDULEUR RDJ | COURFO | ELECTRICITE COURANTS FORTS | ARMELE | ARMOIRE / COFFRET ELECTRIQUE |  |  |  | 2025 | 1 | 1 | [31 empty] | 0 | 0 |  | 100% | 1 | 1 | 1 | 1 | 1 | 1 | 1 | 1 | 1 | 1 | 1 | 1 | 1 | 1 | 1 | 1 | 1 | 1 | 1 | 1 | 1 | 1 | 1 | 1 | 1 | 1 | 1 | 1 | 0 | 0 |  | 100% | 1 | 1 | 1 | 1 | 1 | 1 | 1 | 1 | 1 | 1 | 1 | 1 | 1 | 1 | 1 | 1 | 1 | 1 | 1 | 1 | 1 | 1 | 1 | 1 | 1 | 1 | 1 | 1 | 1 | 1 | 1 | 0 | 0 |  | 100% | 1 | 1 | 1 | 1 | 1 | 1 | 1 | 1 | 1 | 1 | 1 | 1 | 1 | 1 | 1 | 1 | 1 | 1 | 1 | 1 | 1 | 1 | 1 | 1 | 1 | 1 | 1 | 1 | 1 | 1 | 0 | 0 |  | 100% | 1 | 1 | 1 | 1 | 1 | 1 | 1 | 1 | 1 | 1 | 1 | 1 | 1 | 1 | 1 | 1 | 1 | 1 | 1 | 1 | 1 | 1 | 1 | 1 | 1 | 1 | 1 | 1 | 1 | 1 | 1 | 0 | 0 |  | 100% | 1 | 1 | 1 | 1 | 1 | 1 | 1 | 1 | 1 | 1 | 1 | 1 | 1 | 1 | 1 | 1 | 1 | 1 | 1 | 1 | 1 | 1 | 1 | 1 | 1 | 1 | 1 | 1 | 1 | 1 | 0 | 0 |  | 100% | 1 | 1 | 1 | 1 | 1 | 1 | 1 | 1 | 1 | 1 | 1 | 1 | 1 | 1 | 1 | 1 | 1 | 1 | 1 | 1 | 1 | 1 | 1 | 1 | 1 | 1 | 1 | 1 | 1 | 1 | 1 | 0 | 0 |  | 100% | 1 | 1 | 1 | 1 | 1 | 1 | 1 | 1 | 1 | 1 | 1 | 1 | 1 | 1 | 1 | 1 | 1 | 1 | 1 | 1 | 1 | 1 | 1 | 1 | 1 | 1 | 1 | 1 | 1 | 1 | 1 | 0 | 0 |  | 100% | 1 | 1 | 1 | 1 | 1 | 1 | 1 | 1 | 1 | 1 | 1 | 1 | 1 | 1 | 1 | 1 | 1 | 1 | 1 | 1 | 1 | 1 | 1 | 1 | 1 | 1 | 1 | 1 | 1 | 1 | 0 | 0 |  | 100% | 1 | 1 | 1 | 1 | 1 | 1 | 1 | 1 | 1 | 1 | 1 | 1 | 1 | 1 | 1 | 1 | 1 | 1 | 1 | 1 | 1 | 1 | 1 | 1 | 1 | 1 | 1 | 1 | 1 | 1 | 1 | 0 | 0 |  | 100% | 1 | 1 | 1 | 1 | 1 | 1 | 1 | 1 | 1 | 1 | 1 | 1 | 1 | 1 | 1 | 1 | 1 | 1 | 1 | 1 | 1 | 1 | 1 | 1 | 1 | 1 | 1 | 1 | 1 | 1 | 0 | 0 |  | 100% | 1 | 1 | 1 | 1 | 1 | 1 | 1 | 1 | 1 | 1 | 1 | 1 | 1 | 1 | 1 | 1 | 1 | 1 | 1 | 1 | 1 | 1 | 1 | 1 | 1 | 1 | 1 | 1 | 1 | 1 | 1 | 0 | 0 |  | 100% | 0 | 0 |  | 100% | bar: 2027-01-01 to 2027-01-31
| COFF INV | COFFRET INV GF4 | CARSAT | BAT 2 LOCAL TGBT A N-1 | COURFO | ELECTRICITE COURANTS FORTS | ARMELE | ARMOIRE / COFFRET ELECTRIQUE |  |  |  | 2025 | 1 | 1 | [31 empty] | 0 | 0 |  | 100% | 1 | 1 | 1 | 1 | 1 | 1 | 1 | 1 | 1 | 1 | 1 | 1 | 1 | 1 | 1 | 1 | 1 | 1 | 1 | 1 | 1 | 1 | 1 | 1 | 1 | 1 | 1 | 1 | 0 | 0 |  | 100% | 1 | 1 | 1 | 1 | 1 | 1 | 1 | 1 | 1 | 1 | 1 | 1 | 1 | 1 | 1 | 1 | 1 | 1 | 1 | 1 | 1 | 1 | 1 | 1 | 1 | 1 | 1 | 1 | 1 | 1 | 1 | 0 | 0 |  | 100% | 1 | 1 | 1 | 1 | 1 | 1 | 1 | 1 | 1 | 1 | 1 | 1 | 1 | 1 | 1 | 1 | 1 | 1 | 1 | 1 | 1 | 1 | 1 | 1 | 1 | 1 | 1 | 1 | 1 | 1 | 0 | 0 |  | 100% | 1 | 1 | 1 | 1 | 1 | 1 | 1 | 1 | 1 | 1 | 1 | 1 | 1 | 1 | 1 | 1 | 1 | 1 | 1 | 1 | 1 | 1 | 1 | 1 | 1 | 1 | 1 | 1 | 1 | 1 | 1 | 0 | 0 |  | 100% | 1 | 1 | 1 | 1 | 1 | 1 | 1 | 1 | 1 | 1 | 1 | 1 | 1 | 1 | 1 | 1 | 1 | 1 | 1 | 1 | 1 | 1 | 1 | 1 | 1 | 1 | 1 | 1 | 1 | 1 | 0 | 0 |  | 100% | 1 | 1 | 1 | 1 | 1 | 1 | 1 | 1 | 1 | 1 | 1 | 1 | 1 | 1 | 1 | 1 | 1 | 1 | 1 | 1 | 1 | 1 | 1 | 1 | 1 | 1 | 1 | 1 | 1 | 1 | 1 | 0 | 0 |  | 100% | 1 | 1 | 1 | 1 | 1 | 1 | 1 | 1 | 1 | 1 | 1 | 1 | 1 | 1 | 1 | 1 | 1 | 1 | 1 | 1 | 1 | 1 | 1 | 1 | 1 | 1 | 1 | 1 | 1 | 1 | 1 | 0 | 0 |  | 100% | 1 | 1 | 1 | 1 | 1 | 1 | 1 | 1 | 1 | 1 | 1 | 1 | 1 | 1 | 1 | 1 | 1 | 1 | 1 | 1 | 1 | 1 | 1 | 1 | 1 | 1 | 1 | 1 | 1 | 1 | 0 | 0 |  | 100% | 1 | 1 | 1 | 1 | 1 | 1 | 1 | 1 | 1 | 1 | 1 | 1 | 1 | 1 | 1 | 1 | 1 | 1 | 1 | 1 | 1 | 1 | 1 | 1 | 1 | 1 | 1 | 1 | 1 | 1 | 1 | 0 | 0 |  | 100% | 1 | 1 | 1 | 1 | 1 | 1 | 1 | 1 | 1 | 1 | 1 | 1 | 1 | 1 | 1 | 1 | 1 | 1 | 1 | 1 | 1 | 1 | 1 | 1 | 1 | 1 | 1 | 1 | 1 | 1 | 0 | 0 |  | 100% | 1 | 1 | 1 | 1 | 1 | 1 | 1 | 1 | 1 | 1 | 1 | 1 | 1 | 1 | 1 | 1 | 1 | 1 | 1 | 1 | 1 | 1 | 1 | 1 | 1 | 1 | 1 | 1 | 1 | 1 | 1 | 0 | 0 |  | 100% | 0 | 0 |  | 100% | bar: 2027-01-01 to 2027-01-31
| ARM BUR | ARMOIRE TD BUREAUTIQUE | CARSAT | BAT2 COULOIR TECH RDJ | COURFO | ELECTRICITE COURANTS FORTS | ARMELE | ARMOIRE / COFFRET ELECTRIQUE |  |  |  |  | 1 | 1 | [31 empty] | 0 | 0 |  | 100% | 1 | 1 | 1 | 1 | 1 | 1 | 1 | 1 | 1 | 1 | 1 | 1 | 1 | 1 | 1 | 1 | 1 | 1 | 1 | 1 | 1 | 1 | 1 | 1 | 1 | 1 | 1 | 1 | 0 | 0 |  | 100% | 1 | 1 | 1 | 1 | 1 | 1 | 1 | 1 | 1 | 1 | 1 | 1 | 1 | 1 | 1 | 1 | 1 | 1 | 1 | 1 | 1 | 1 | 1 | 1 | 1 | 1 | 1 | 1 | 1 | 1 | 1 | 0 | 0 |  | 100% | 1 | 1 | 1 | 1 | 1 | 1 | 1 | 1 | 1 | 1 | 1 | 1 | 1 | 1 | 1 | 1 | 1 | 1 | 1 | 1 | 1 | 1 | 1 | 1 | 1 | 1 | 1 | 1 | 1 | 1 | 0 | 0 |  | 100% | 1 | 1 | 1 | 1 | 1 | 1 | 1 | 1 | 1 | 1 | 1 | 1 | 1 | 1 | 1 | 1 | 1 | 1 | 1 | 1 | 1 | 1 | 1 | 1 | 1 | 1 | 1 | 1 | 1 | 1 | 1 | 0 | 0 |  | 100% | 1 | 1 | 1 | 1 | 1 | 1 | 1 | 1 | 1 | 1 | 1 | 1 | 1 | 1 | 1 | 1 | 1 | 1 | 1 | 1 | 1 | 1 | 1 | 1 | 1 | 1 | 1 | 1 | 1 | 1 | 0 | 0 |  | 100% | 1 | 1 | 1 | 1 | 1 | 1 | 1 | 1 | 1 | 1 | 1 | 1 | 1 | 1 | 1 | 1 | 1 | 1 | 1 | 1 | 1 | 1 | 1 | 1 | 1 | 1 | 1 | 1 | 1 | 1 | 1 | 0 | 0 |  | 100% | 1 | 1 | 1 | 1 | 1 | 1 | 1 | 1 | 1 | 1 | 1 | 1 | 1 | 1 | 1 | 1 | 1 | 1 | 1 | 1 | 1 | 1 | 1 | 1 | 1 | 1 | 1 | 1 | 1 | 1 | 1 | 0 | 0 |  | 100% | 1 | 1 | 1 | 1 | 1 | 1 | 1 | 1 | 1 | 1 | 1 | 1 | 1 | 1 | 1 | 1 | 1 | 1 | 1 | 1 | 1 | 1 | 1 | 1 | 1 | 1 | 1 | 1 | 1 | 1 | 0 | 0 |  | 100% | 1 | 1 | 1 | 1 | 1 | 1 | 1 | 1 | 1 | 1 | 1 | 1 | 1 | 1 | 1 | 1 | 1 | 1 | 1 | 1 | 1 | 1 | 1 | 1 | 1 | 1 | 1 | 1 | 1 | 1 | 1 | 0 | 0 |  | 100% | 1 | 1 | 1 | 1 | 1 | 1 | 1 | 1 | 1 | 1 | 1 | 1 | 1 | 1 | 1 | 1 | 1 | 1 | 1 | 1 | 1 | 1 | 1 | 1 | 1 | 1 | 1 | 1 | 1 | 1 | 0 | 0 |  | 100% | 1 | 1 | 1 | 1 | 1 | 1 | 1 | 1 | 1 | 1 | 1 | 1 | 1 | 1 | 1 | 1 | 1 | 1 | 1 | 1 | 1 | 1 | 1 | 1 | 1 | 1 | 1 | 1 | 1 | 1 | 1 | 0 | 0 |  | 100% | 0 | 0 |  | 100% | bar: 2027-01-01 to 2027-01-31
| COFF PASS HER | COFFRET PASSERELLE HIROLINK | CARSAT | BAT2 COULOIR TECH RDJ | COURFO | ELECTRICITE COURANTS FORTS | ARMELE | ARMOIRE / COFFRET ELECTRIQUE |  |  |  |  | 1 | 1 | [31 empty] | 0 | 0 |  | 100% | 1 | 1 | 1 | 1 | 1 | 1 | 1 | 1 | 1 | 1 | 1 | 1 | 1 | 1 | 1 | 1 | 1 | 1 | 1 | 1 | 1 | 1 | 1 | 1 | 1 | 1 | 1 | 1 | 0 | 0 |  | 100% | 1 | 1 | 1 | 1 | 1 | 1 | 1 | 1 | 1 | 1 | 1 | 1 | 1 | 1 | 1 | 1 | 1 | 1 | 1 | 1 | 1 | 1 | 1 | 1 | 1 | 1 | 1 | 1 | 1 | 1 | 1 | 0 | 0 |  | 100% | 1 | 1 | 1 | 1 | 1 | 1 | 1 | 1 | 1 | 1 | 1 | 1 | 1 | 1 | 1 | 1 | 1 | 1 | 1 | 1 | 1 | 1 | 1 | 1 | 1 | 1 | 1 | 1 | 1 | 1 | 0 | 0 |  | 100% | 1 | 1 | 1 | 1 | 1 | 1 | 1 | 1 | 1 | 1 | 1 | 1 | 1 | 1 | 1 | 1 | 1 | 1 | 1 | 1 | 1 | 1 | 1 | 1 | 1 | 1 | 1 | 1 | 1 | 1 | 1 | 0 | 0 |  | 100% | 1 | 1 | 1 | 1 | 1 | 1 | 1 | 1 | 1 | 1 | 1 | 1 | 1 | 1 | 1 | 1 | 1 | 1 | 1 | 1 | 1 | 1 | 1 | 1 | 1 | 1 | 1 | 1 | 1 | 1 | 0 | 0 |  | 100% | 1 | 1 | 1 | 1 | 1 | 1 | 1 | 1 | 1 | 1 | 1 | 1 | 1 | 1 | 1 | 1 | 1 | 1 | 1 | 1 | 1 | 1 | 1 | 1 | 1 | 1 | 1 | 1 | 1 | 1 | 1 | 0 | 0 |  | 100% | 1 | 1 | 1 | 1 | 1 | 1 | 1 | 1 | 1 | 1 | 1 | 1 | 1 | 1 | 1 | 1 | 1 | 1 | 1 | 1 | 1 | 1 | 1 | 1 | 1 | 1 | 1 | 1 | 1 | 1 | 1 | 0 | 0 |  | 100% | 1 | 1 | 1 | 1 | 1 | 1 | 1 | 1 | 1 | 1 | 1 | 1 | 1 | 1 | 1 | 1 | 1 | 1 | 1 | 1 | 1 | 1 | 1 | 1 | 1 | 1 | 1 | 1 | 1 | 1 | 0 | 0 |  | 100% | 1 | 1 | 1 | 1 | 1 | 1 | 1 | 1 | 1 | 1 | 1 | 1 | 1 | 1 | 1 | 1 | 1 | 1 | 1 | 1 | 1 | 1 | 1 | 1 | 1 | 1 | 1 | 1 | 1 | 1 | 1 | 0 | 0 |  | 100% | 1 | 1 | 1 | 1 | 1 | 1 | 1 | 1 | 1 | 1 | 1 | 1 | 1 | 1 | 1 | 1 | 1 | 1 | 1 | 1 | 1 | 1 | 1 | 1 | 1 | 1 | 1 | 1 | 1 | 1 | 0 | 0 |  | 100% | 1 | 1 | 1 | 1 | 1 | 1 | 1 | 1 | 1 | 1 | 1 | 1 | 1 | 1 | 1 | 1 | 1 | 1 | 1 | 1 | 1 | 1 | 1 | 1 | 1 | 1 | 1 | 1 | 1 | 1 | 1 | 0 | 0 |  | 100% | 0 | 0 |  | 100% | bar: 2027-01-01 to 2027-01-31
| COFF GTC | COFFRET GTC | CARSAT | BAT 2 LOCAL TGBT RDJ+N-1 | REGUL | ELECTRICITE COURANTS FORTS | ARMELE | ARMOIRE / COFFRET ELECTRIQUE |  |  |  |  | 1 | 2 | [31 empty] | 0 | 0 |  | 100% | 1 | 1 | 1 | 1 | 1 | 1 | 1 | 1 | 1 | 1 | 1 | 1 | 1 | 1 | 1 | 1 | 1 | 1 | 1 | 1 | 1 | 1 | 1 | 1 | 1 | 1 | 1 | 1 | 0 | 0 |  | 100% | 1 | 1 | 1 | 1 | 1 | 1 | 1 | 1 | 1 | 1 | 1 | 1 | 1 | 1 | 1 | 1 | 1 | 1 | 1 | 1 | 1 | 1 | 1 | 1 | 1 | 1 | 1 | 1 | 1 | 1 | 1 | 0 | 0 |  | 100% | 1 | 1 | 1 | 1 | 1 | 1 | 1 | 1 | 1 | 1 | 1 | 1 | 1 | 1 | 1 | 1 | 1 | 1 | 1 | 1 | 1 | 1 | 1 | 1 | 1 | 1 | 1 | 1 | 1 | 1 | 0 | 0 |  | 100% | 1 | 1 | 1 | 1 | 1 | 1 | 1 | 1 | 1 | 1 | 1 | 1 | 1 | 1 | 1 | 1 | 1 | 1 | 1 | 1 | 1 | 1 | 1 | 1 | 1 | 1 | 1 | 1 | 1 | 1 | 1 | 0 | 0 |  | 100% | 1 | 1 | 1 | 1 | 1 | 1 | 1 | 1 | 1 | 1 | 1 | 1 | 1 | 1 | 1 | 1 | 1 | 1 | 1 | 1 | 1 | 1 | 1 | 1 | 1 | 1 | 1 | 1 | 1 | 1 | 0 | 0 |  | 100% | 1 | 1 | 1 | 1 | 1 | 1 | 1 | 1 | 1 | 1 | 1 | 1 | 1 | 1 | 1 | 1 | 1 | 1 | 1 | 1 | 1 | 1 | 1 | 1 | 1 | 1 | 1 | 1 | 1 | 1 | 1 | 0 | 0 |  | 100% | 1 | 1 | 1 | 1 | 1 | 1 | 1 | 1 | 1 | 1 | 1 | 1 | 1 | 1 | 1 | 1 | 1 | 1 | 1 | 1 | 1 | 1 | 1 | 1 | 1 | 1 | 1 | 1 | 1 | 1 | 1 | 0 | 0 |  | 100% | 1 | 1 | 1 | 1 | 1 | 1 | 1 | 1 | 1 | 1 | 1 | 1 | 1 | 1 | 1 | 1 | 1 | 1 | 1 | 1 | 1 | 1 | 1 | 1 | 1 | 1 | 1 | 1 | 1 | 1 | 0 | 0 |  | 100% | 1 | 1 | 1 | 1 | 1 | 1 | 1 | 1 | 1 | 1 | 1 | 1 | 1 | 1 | 1 | 1 | 1 | 1 | 1 | 1 | 1 | 1 | 1 | 1 | 1 | 1 | 1 | 1 | 1 | 1 | 1 | 0 | 0 |  | 100% | 1 | 1 | 1 | 1 | 1 | 1 | 1 | 1 | 1 | 1 | 1 | 1 | 1 | 1 | 1 | 1 | 1 | 1 | 1 | 1 | 1 | 1 | 1 | 1 | 1 | 1 | 1 | 1 | 1 | 1 | 0 | 0 |  | 100% | 1 | 1 | 1 | 1 | 1 | 1 | 1 | 1 | 1 | 1 | 1 | 1 | 1 | 1 | 1 | 1 | 1 | 1 | 1 | 1 | 1 | 1 | 1 | 1 | 1 | 1 | 1 | 1 | 1 | 1 | 1 | 0 | 0 |  | 100% | 0 | 0 |  | 100% | bar: 2027-01-01 to 2027-01-31
| CUV GE CARSAT | Cuve GE journalière 500L carsat | CARSAT | BAT 2 parking N-1 | EQUDIV | EQUIPEMENTS DIVERS | CUVFOD | CUVE FUEL |  |  |  |  | 1 | 1 | [31 empty] | 0 | 0 |  | 100% | 1 | 1 | 1 | 1 | 1 | 1 | 1 | 1 | 1 | 1 | 1 | 1 | 1 | 1 | 1 | 1 | 1 | 1 | 1 | 1 | 1 | 1 | 1 | 1 | 1 | 1 | 1 | 1 | 0 | 0 |  | 100% | 1 | 1 | 1 | 1 | 1 | 1 | 1 | 1 | 1 | 1 | 1 | 1 | 1 | 1 | 1 | 1 | 1 | 1 | 1 | 1 | 1 | 1 | 1 | 1 | 1 | 1 | 1 | 1 | 1 | 1 | 1 | 0 | 0 |  | 100% | 1 | 1 | 1 | 1 | 1 | 1 | 1 | 1 | 1 | 1 | 1 | 1 | 1 | 1 | 1 | 1 | 1 | 1 | 1 | 1 | 1 | 1 | 1 | 1 | 1 | 1 | 1 | 1 | 1 | 1 | 0 | 0 |  | 100% | 1 | 1 | 1 | 1 | 1 | 1 | 1 | 1 | 1 | 1 | 1 | 1 | 1 | 1 | 1 | 1 | 1 | 1 | 1 | 1 | 1 | 1 | 1 | 1 | 1 | 1 | 1 | 1 | 1 | 1 | 1 | 0 | 0 |  | 100% | 1 | 1 | 1 | 1 | 1 | 1 | 1 | 1 | 1 | 1 | 1 | 1 | 1 | 1 | 1 | 1 | 1 | 1 | 1 | 1 | 1 | 1 | 1 | 1 | 1 | 1 | 1 | 1 | 1 | 1 | 0 | 0 |  | 100% | 1 | 1 | 1 | 1 | 1 | 1 | 1 | 1 | 1 | 1 | 1 | 1 | 1 | 1 | 1 | 1 | 1 | 1 | 1 | 1 | 1 | 1 | 1 | 1 | 1 | 1 | 1 | 1 | 1 | 1 | 1 | 0 | 0 |  | 100% | 1 | 1 | 1 | 1 | 1 | 1 | 1 | 1 | 1 | 1 | 1 | 1 | 1 | 1 | 1 | 1 | 1 | 1 | 1 | 1 | 1 | 1 | 1 | 1 | 1 | 1 | 1 | 1 | 1 | 1 | 1 | 0 | 0 |  | 100% | 1 | 1 | 1 | 1 | 1 | 1 | 1 | 1 | 1 | 1 | 1 | 1 | 1 | 1 | 1 | 1 | 1 | 1 | 1 | 1 | 1 | 1 | 1 | 1 | 1 | 1 | 1 | 1 | 1 | 1 | 0 | 0 |  | 100% | 1 | 1 | 1 | 1 | 1 | 1 | 1 | 1 | 1 | 1 | 1 | 1 | 1 | 1 | 1 | 1 | 1 | 1 | 1 | 1 | 1 | 1 | 1 | 1 | 1 | 1 | 1 | 1 | 1 | 1 | 1 | 0 | 0 |  | 100% | 1 | 1 | 1 | 1 | 1 | 1 | 1 | 1 | 1 | 1 | 1 | 1 | 1 | 1 | 1 | 1 | 1 | 1 | 1 | 1 | 1 | 1 | 1 | 1 | 1 | 1 | 1 | 1 | 1 | 1 | 0 | 0 |  | 100% | 1 | 1 | 1 | 1 | 1 | 1 | 1 | 1 | 1 | 1 | 1 | 1 | 1 | 1 | 1 | 1 | 1 | 1 | 1 | 1 | 1 | 1 | 1 | 1 | 1 | 1 | 1 | 1 | 1 | 1 | 1 | 0 | 0 |  | 100% | 0 | 0 |  | 100% | bar: 2027-01-01 to 2027-01-31
| CUV PRIN GE CARSAT | Cuve fuel principale 60000 L | CARSAT | BAT 2 EXT | EQUDIV | EQUIPEMENTS DIVERS | CUVFOD | CUVE FUEL |  |  |  |  | 1 | 1 | [31 empty] | 0 | 0 |  | 100% | 1 | 1 | 1 | 1 | 1 | 1 | 1 | 1 | 1 | 1 | 1 | 1 | 1 | 1 | 1 | 1 | 1 | 1 | 1 | 1 | 1 | 1 | 1 | 1 | 1 | 1 | 1 | 1 | 0 | 0 |  | 100% | 1 | 1 | 1 | 1 | 1 | 1 | 1 | 1 | 1 | 1 | 1 | 1 | 1 | 1 | 1 | 1 | 1 | 1 | 1 | 1 | 1 | 1 | 1 | 1 | 1 | 1 | 1 | 1 | 1 | 1 | 1 | 0 | 0 |  | 100% | 1 | 1 | 1 | 1 | 1 | 1 | 1 | 1 | 1 | 1 | 1 | 1 | 1 | 1 | 1 | 1 | 1 | 1 | 1 | 1 | 1 | 1 | 1 | 1 | 1 | 1 | 1 | 1 | 1 | 1 | 0 | 0 |  | 100% | 1 | 1 | 1 | 1 | 1 | 1 | 1 | 1 | 1 | 1 | 1 | 1 | 1 | 1 | 1 | 1 | 1 | 1 | 1 | 1 | 1 | 1 | 1 | 1 | 1 | 1 | 1 | 1 | 1 | 1 | 1 | 0 | 0 |  | 100% | 1 | 1 | 1 | 1 | 1 | 1 | 1 | 1 | 1 | 1 | 1 | 1 | 1 | 1 | 1 | 1 | 1 | 1 | 1 | 1 | 1 | 1 | 1 | 1 | 1 | 1 | 1 | 1 | 1 | 1 | 0 | 0 |  | 100% | 1 | 1 | 1 | 1 | 1 | 1 | 1 | 1 | 1 | 1 | 1 | 1 | 1 | 1 | 1 | 1 | 1 | 1 | 1 | 1 | 1 | 1 | 1 | 1 | 1 | 1 | 1 | 1 | 1 | 1 | 1 | 0 | 0 |  | 100% | 1 | 1 | 1 | 1 | 1 | 1 | 1 | 1 | 1 | 1 | 1 | 1 | 1 | 1 | 1 | 1 | 1 | 1 | 1 | 1 | 1 | 1 | 1 | 1 | 1 | 1 | 1 | 1 | 1 | 1 | 1 | 0 | 0 |  | 100% | 1 | 1 | 1 | 1 | 1 | 1 | 1 | 1 | 1 | 1 | 1 | 1 | 1 | 1 | 1 | 1 | 1 | 1 | 1 | 1 | 1 | 1 | 1 | 1 | 1 | 1 | 1 | 1 | 1 | 1 | 0 | 0 |  | 100% | 1 | 1 | 1 | 1 | 1 | 1 | 1 | 1 | 1 | 1 | 1 | 1 | 1 | 1 | 1 | 1 | 1 | 1 | 1 | 1 | 1 | 1 | 1 | 1 | 1 | 1 | 1 | 1 | 1 | 1 | 1 | 0 | 0 |  | 100% | 1 | 1 | 1 | 1 | 1 | 1 | 1 | 1 | 1 | 1 | 1 | 1 | 1 | 1 | 1 | 1 | 1 | 1 | 1 | 1 | 1 | 1 | 1 | 1 | 1 | 1 | 1 | 1 | 1 | 1 | 0 | 0 |  | 100% | 1 | 1 | 1 | 1 | 1 | 1 | 1 | 1 | 1 | 1 | 1 | 1 | 1 | 1 | 1 | 1 | 1 | 1 | 1 | 1 | 1 | 1 | 1 | 1 | 1 | 1 | 1 | 1 | 1 | 1 | 1 | 0 | 0 |  | 100% | 0 | 0 |  | 100% | bar: 2027-01-01 to 2027-01-31
| GE1 | Groupe électrogène GE1 | CARSAT | BAT 2 parking N-1 | COURFO | ELECTRICITE COURANTS FORTS | GRPELE | GROUPE ELECTROGENE | KOLHER | TYPE KD 1100-E |  | 2020 | 1 | 1 | [31 empty] | 0 | 0 |  | 100% | 1 | 1 | 1 | 1 | 1 | 1 | 1 | 1 | 1 | 1 | 1 | 1 | 1 | 1 | 1 | 1 | 1 | 1 | 1 | 1 | 1 | 1 | 1 | 1 | 1 | 1 | 1 | 1 | 0 | 0 |  | 100% | 1 | 1 | 1 | 1 | 1 | 1 | 1 | 1 | 1 | 1 | 1 | 1 | 1 | 1 | 1 | 1 | 1 | 1 | 1 | 1 | 1 | 1 | 1 | 1 | 1 | 1 | 1 | 1 | 1 | 1 | 1 | 0 | 0 |  | 100% | 1 | 1 | 1 | 1 | 1 | 1 | 1 | 1 | 1 | 1 | 1 | 1 | 1 | 1 | 1 | 1 | 1 | 1 | 1 | 1 | 1 | 1 | 1 | 1 | 1 | 1 | 1 | 1 | 1 | 1 | 0 | 0 |  | 100% | 1 | 1 | 1 | 1 | 1 | 1 | 1 | 1 | 1 | 1 | 1 | 1 | 1 | 1 | 1 | 1 | 1 | 1 | 1 | 1 | 1 | 1 | 1 | 1 | 1 | 1 | 1 | 1 | 1 | 1 | 1 | 0 | 0 |  | 100% | 1 | 1 | 1 | 1 | 1 | 1 | 1 | 1 | 1 | 1 | 1 | 1 | 1 | 1 | 1 | 1 | 1 | 1 | 1 | 1 | 1 | 1 | 1 | 1 | 1 | 1 | 1 | 1 | 1 | 1 | 0 | 0 |  | 100% | 1 | 1 | 1 | 1 | 1 | 1 | 1 | 1 | 1 | 1 | 1 | 1 | 1 | 1 | 1 | 1 | 1 | 1 | 1 | 1 | 1 | 1 | 1 | 1 | 1 | 1 | 1 | 1 | 1 | 1 | 1 | 0 | 0 |  | 100% | 1 | 1 | 1 | 1 | 1 | 1 | 1 | 1 | 1 | 1 | 1 | 1 | 1 | 1 | 1 | 1 | 1 | 1 | 1 | 1 | 1 | 1 | 1 | 1 | 1 | 1 | 1 | 1 | 1 | 1 | 1 | 0 | 0 |  | 100% | 1 | 1 | 1 | 1 | 1 | 1 | 1 | 1 | 1 | 1 | 1 | 1 | 1 | 1 | 1 | 1 | 1 | 1 | 1 | 1 | 1 | 1 | 1 | 1 | 1 | 1 | 1 | 1 | 1 | 1 | 0 | 0 |  | 100% | 1 | 1 | 1 | 1 | 1 | 1 | 1 | 1 | 1 | 1 | 1 | 1 | 1 | 1 | 1 | 1 | 1 | 1 | 1 | 1 | 1 | 1 | 1 | 1 | 1 | 1 | 1 | 1 | 1 | 1 | 1 | 0 | 0 |  | 100% | 1 | 1 | 1 | 1 | 1 | 1 | 1 | 1 | 1 | 1 | 1 | 1 | 1 | 1 | 1 | 1 | 1 | 1 | 1 | 1 | 1 | 1 | 1 | 1 | 1 | 1 | 1 | 1 | 1 | 1 | 0 | 0 |  | 100% | 1 | 1 | 1 | 1 | 1 | 1 | 1 | 1 | 1 | 1 | 1 | 1 | 1 | 1 | 1 | 1 | 1 | 1 | 1 | 1 | 1 | 1 | 1 | 1 | 1 | 1 | 1 | 1 | 1 | 1 | 1 | 0 | 0 |  | 100% | 0 | 0 |  | 100% | bar: 2027-01-01 to 2027-01-31
| GE2 | Groupe électrogène GE2 | CARSAT | BAT 2 parking N-1 | COURFO | ELECTRICITE COURANTS FORTS | GRPELE | GROUPE ELECTROGENE | KOLHER | TYPE KD 1100-E |  | 2020 | 1 | 1 | [31 empty] | 0 | 0 |  | 100% | 1 | 1 | 1 | 1 | 1 | 1 | 1 | 1 | 1 | 1 | 1 | 1 | 1 | 1 | 1 | 1 | 1 | 1 | 1 | 1 | 1 | 1 | 1 | 1 | 1 | 1 | 1 | 1 | 0 | 0 |  | 100% | 1 | 1 | 1 | 1 | 1 | 1 | 1 | 1 | 1 | 1 | 1 | 1 | 1 | 1 | 1 | 1 | 1 | 1 | 1 | 1 | 1 | 1 | 1 | 1 | 1 | 1 | 1 | 1 | 1 | 1 | 1 | 0 | 0 |  | 100% | 1 | 1 | 1 | 1 | 1 | 1 | 1 | 1 | 1 | 1 | 1 | 1 | 1 | 1 | 1 | 1 | 1 | 1 | 1 | 1 | 1 | 1 | 1 | 1 | 1 | 1 | 1 | 1 | 1 | 1 | 0 | 0 |  | 100% | 1 | 1 | 1 | 1 | 1 | 1 | 1 | 1 | 1 | 1 | 1 | 1 | 1 | 1 | 1 | 1 | 1 | 1 | 1 | 1 | 1 | 1 | 1 | 1 | 1 | 1 | 1 | 1 | 1 | 1 | 1 | 0 | 0 |  | 100% | 1 | 1 | 1 | 1 | 1 | 1 | 1 | 1 | 1 | 1 | 1 | 1 | 1 | 1 | 1 | 1 | 1 | 1 | 1 | 1 | 1 | 1 | 1 | 1 | 1 | 1 | 1 | 1 | 1 | 1 | 0 | 0 |  | 100% | 1 | 1 | 1 | 1 | 1 | 1 | 1 | 1 | 1 | 1 | 1 | 1 | 1 | 1 | 1 | 1 | 1 | 1 | 1 | 1 | 1 | 1 | 1 | 1 | 1 | 1 | 1 | 1 | 1 | 1 | 1 | 0 | 0 |  | 100% | 1 | 1 | 1 | 1 | 1 | 1 | 1 | 1 | 1 | 1 | 1 | 1 | 1 | 1 | 1 | 1 | 1 | 1 | 1 | 1 | 1 | 1 | 1 | 1 | 1 | 1 | 1 | 1 | 1 | 1 | 1 | 0 | 0 |  | 100% | 1 | 1 | 1 | 1 | 1 | 1 | 1 | 1 | 1 | 1 | 1 | 1 | 1 | 1 | 1 | 1 | 1 | 1 | 1 | 1 | 1 | 1 | 1 | 1 | 1 | 1 | 1 | 1 | 1 | 1 | 0 | 0 |  | 100% | 1 | 1 | 1 | 1 | 1 | 1 | 1 | 1 | 1 | 1 | 1 | 1 | 1 | 1 | 1 | 1 | 1 | 1 | 1 | 1 | 1 | 1 | 1 | 1 | 1 | 1 | 1 | 1 | 1 | 1 | 1 | 0 | 0 |  | 100% | 1 | 1 | 1 | 1 | 1 | 1 | 1 | 1 | 1 | 1 | 1 | 1 | 1 | 1 | 1 | 1 | 1 | 1 | 1 | 1 | 1 | 1 | 1 | 1 | 1 | 1 | 1 | 1 | 1 | 1 | 0 | 0 |  | 100% | 1 | 1 | 1 | 1 | 1 | 1 | 1 | 1 | 1 | 1 | 1 | 1 | 1 | 1 | 1 | 1 | 1 | 1 | 1 | 1 | 1 | 1 | 1 | 1 | 1 | 1 | 1 | 1 | 1 | 1 | 1 | 0 | 0 |  | 100% | 0 | 0 |  | 100% | bar: 2027-01-01 to 2027-01-31
[46 empty] | 0 | 0 |  | 0 | [28 empty] | 0 | 0 |  | 0 | [31 empty] | 0 | 0 |  | 0 | [30 empty] | 0 | 0 |  | 0 | [31 empty] | 0 | 0 |  | 0 | [30 empty] | 0 | 0 |  | 0 | [31 empty] | 0 | 0 |  | 0 | [31 empty] | 0 | 0 |  | 0 | [30 empty] | 0 | 0 |  | 0 | [31 empty] | 0 | 0 |  | 0 | [30 empty] | 0 | 0 |  | 0 | [31 empty] | 0 | 0 |  | 0 | 0 | 0 |  | 0
[46 empty] | 31 | 31 |  | 31 | [28 empty] | 28 | 28 |  | 28 | [31 empty] | 31 | 31 |  | 31 | [30 empty] | 30 | 30 |  | 30 | [31 empty] | 31 | 31 |  | 31 | [30 empty] | 30 | 30 |  | 30 | [31 empty] | 31 | 31 |  | 31 | [31 empty] | 31 | 31 |  | 31 | [30 empty] | 30 | 30 |  | 30 | [31 empty] | 31 | 31 |  | 31 | [30 empty] | 30 | 30 |  | 30 | [31 empty] | 31 | 31 |  | 31 | 365 | 365 |  | 365
[46 empty] | 100% | 100% |  | 100% | [28 empty] | 100% | 100% |  | 100% | [31 empty] | 100% | 100% |  | 100% | [30 empty] | 100% | 100% |  | 100% | [31 empty] | 100% | 100% |  | 100% | [30 empty] | 100% | 100% |  | 100% | [31 empty] | 100% | 100% |  | 100% | [31 empty] | 100% | 100% |  | 100% | [30 empty] | 100% | 100% |  | 100% | [31 empty] | 100% | 100% |  | 100% | [30 empty] | 100% | 100% |  | 100% | [31 empty] | 100% | 100% |  | 100% | 100% | 100% |  | 100%

## DISJONCTEUR 2021
LISTE DISJONCTEUR A CONTROLER
LOCALISATION | DESIGNATIONS | CONSTRUCTEUR | GAMME | MODEL/ TYPE | N° SERIE | CALIBRE | ANNEE | [6 empty] | DEBROCHABLE
bâtiment 01 CTI SUD HT
|  |  |  | model disjoncteur |  |  |  | impact client | alimentation voie A | alimentation voie B | alimentation TD CLIM | date maintenance | prochaine maintenance
POSTE HT | CELULE HT1 EDF | SCHNEIDER | SM6 | IM 375 | DG2016W0850026 | 24 KV | 2016 |  |  |  |  | 2020-03-31 | 2023-03-31 | non
| CELULE HT 2 EDF | SCHNEIDER | SM6 | IM 375 | DG2016W0850026 | 24 KV | 2016 | indisponibilité EDF | GE | GE | AGBT2 OU TGBT VOIE B | 2020-03-31 | 2023-03-31 | non
| CELULE HT protection transformateur | SCHNEIDER | SM6 | QM | DG-2016-W09-1-0015 | 24 KV | 2016 | indisponibilité EDF | GE | GE | AGBT2 OU TGBT VOIE B | 2019-10-14 | 2022-10-14 | non
| TRANSFORMATEUR | AQUITAINE TRANSFO |  | 1LPL521479 | 1LP521479 | 1250 KVA | 2014 | indisponibilité EDF | GE | GE | AGBT2 OU TGBT VOIE B | 2019-10-14 | 2022-10-14 | non
bâtiment 01 CTI SUD BT
| armoire |  |  | model disjoncteur |  | débrochable |  | impact client | alimentation voie A | alimentation voie B | alimentation TD CLIM | date maintenance
| DISJONCTEUR AGBT1 EDF | SCHNEIDER | MASTERPACT | NW20 H1 | PP142630823 | 3 X 2000 A |  | coupure AGBT 1 + CELULE HT | GE | GE | AGBT2 OU TGBT VOIE B | 2019-10-14 | 2022-10-14
| DISJONCTEUR AGBT2 | SCHNEIDER | COMPACT | NS1250NA | 196619 | 3 X 1250 A |  | fonctionement voie A SUR GE | GE | EDF | AGBT2 OU TGBT VOIE B | s25 ou s26 | #VALUE! | oui
| DISJONCTEUR AGBT 2 TDCVC | SCHNEIDER | COMPACT | NS800N |  | 3 X 800 A |  | indisponibiliter cvc | EDF | EDF | TGBT VOIE B | s25 ou s26 | #VALUE!
| DISJONCTEUR GE | SCHNEIDER | COMPACT | NS1250NA |  | 3 X 1250 A |  | indisponibilité GE 1 | EDF | EDF | AGBT2 OU TGBT VOIE B | s25 ou s26 | #VALUE!
| TGBT1 | SCHNEIDER | COMPACT | NS800N | PP162230820 | 3 X 800 A |  | mise en bypasse onduleur 2 | GE | EDF | AGBT2 OU TGBT VOIE B | 2019-10-15 | 2022-10-15 | oui
| TGBT2 | SCHNEIDER | COMPACT | NS800N | PP162230819 | 3 X 800 A |  | mise en bypasse onduleur 1 | GE | EDF | AGBT2 OU TGBT VOIE B | 2019-10-15 | 2022-10-15 | oui
| TD CLIM NORMAL |  |  | NS800NA |  | 3 X 800 A | [7 empty] | non
| TD CLIM secours |  |  | NS800NA |  | 3 X 800 A | [7 empty] | non
Batiment POLE ENERGIE BT
| amoire |  |  | model disjoncteur |  | débrochable |  | inpact client | alimentation voie A | alimentation voie B | alimentation TD CLIM
| DISJONCTEUR TGBT VOIE B QGGE | SCHNEIDER |  | MTZ2-20 H1 | PP182311324 | 3 X 2000 A |  | indisponibiliter GE SUR VOIE B | EDF | EDF | AGBT2 OU TGBT VOIE B | 2018-11-28 | 2021-11-28 | oui
| DISJONCTEUR TGBT VOIE B QGN | SCHNEIDER |  | MTZ2-20 H1 | PP182311325 | 3 X 2000 A |  | indisponibiliter EDF SUR VOIE B | EDF | GE | AGBT2 OU TGBT VOIE B | 2018-11-29 | 2021-11-29 | oui
| TGBT VOIE B BYPASS |  |  | NS1250 N |  |  |  | indisponibiliter BYPASS VOIE B | EDF | EDF | AGBT2 OU TGBT VOIE B | 2018-11-30 | 2021-11-30 | oui
| DISJONCTEUR QF7 TGBT VOIE B ALIMENTATION TGBT CVC | MERLIN GERIN | COMPACT | NS800N | PP182251280 | 3 X 800 A |  | indisponibiliter VOIE SECOURS CVC | EDF | EDF | AGBT2 | 2018-12-01 | 2021-12-01 | oui
| DISJONCTEUR QGGE AGBT2 | MERLIN GERIN | COMPACT | NS1250N | 20208535582 | 3 X 1250 A |  | indisponibiliter GE SUR VOIE A | EDF | EDF | AGBT2 OU TGBT VOIE B | 2018-12-02 | 2021-12-02 | oui
| INTERUPTEUR GE1 | SCHNEIDER |  | MTZ2-12NA | PP182240865 | 3 X 1200 A |  | indisponibiliter GE1 | EDF | EDF | AGBT2 OU TGBT VOIE B | 2018-12-03 | 2021-12-03 | oui
| INTERUPTEUR GE2 | SCHNEIDER |  | MTZ2-20NA | PP182240866 | 3 X 2000 A |  | indisponibiliter GE2 | EDF | EDF | AGBT2 OU TGBT VOIE B | 2018-12-04 | 2021-12-04 | oui
| DISJONCTEUR QF5 BYPASS | MERLIN GERIN | COMPACT | NS1250NA | 20208543082 | 3 X 2000 A
Batiment 2 CARSAT BT
| amoire |  |  | model disjoncteur |  | débrochable |  | impact client | alimentation voie A | alimentation voie B
TGBT A | TGBT 1 CTI
| DISJONCTEUR EDF | MERLIN GERIN | MASTERPACT | NW20H1 | 9100114033 | 3 X 2000 A |  | indisponibiliter EDF | GE | GE |  | 2010-01-01 | 2013-01-01 | oui
| DISJONCTEUR GE | SCHNEIDER | MASTERPACT | NW20HA | 9100114045 | 3 X 2000 A |  | Indisponibiliter GE | EDF | EDF |  | 2010-01-02 | 2013-01-02 | oui
| DISJONCTEUR ULTIME SECOURS | SCHNEIDER | MASTERPACT | NW20HA | 9100114046 | 3 X 2000 A |  | pas inpacte | EDF | EDF |  | 2010-01-03 | 2013-01-03 | oui
| INTERUPTEUR TDHQ A | SCHNEIDER |  | NS800N | 1315203 | 3 X 800 A |  | Arret voie ondulé A | ARRET | EDF |  | 2010-01-05 | 2013-01-05 | oui
| TDHQ B | SCHNEIDER |  | NS800N |  | 3 X 800 A |  | Arret voie ondulé B | EDF | ARRET |  | 2010-01-06 | 2013-01-06 | oui
| DISJONCTEUR onduleur 1 bypass | MERLIN GERIN | COMPACT | NS800N | 1292595 | 3 X 800 A |  | pas de bypass onduleur 1 | EDF | EDF |  | 2010-01-01 | 2013-01-01 | oui
| DISJONCTEUR onduleur 2 bypass | MERLIN GERIN | COMPACT | NS800N | 1292595 | 3 X 800 A |  | pas de bypass onduleur 2 | EDF | EDF |  | 2010-01-02 | 2013-01-02 | oui
| DISJONCTEUR onduleur 1 | MERLIN GERIN | COMPACT | NS800N | 1292595 | 3 X 800 A |  | mise en bypass onduleur 1 | GE | GE |  | 2010-01-03 | 2013-01-03 | oui
| DISJONCTEUR onduleur 2 | MERLIN GERIN | COMPACT | NS800N | 1292595 | 3 X 800 A |  | mise en bypass onduleur 2 | GE | GE |  | 2010-01-04 | 2013-01-04 | oui
TGBT B | DISJONCTEUR MTZ1 16 HA GÉNÉRAL NORMAL | SCHNEIDER | MASTERPACT | MTZ1 16 HA |  | 3 X 1600 A | [7 empty] | oui
| DISJONCTEUR MTZ1 16HA GÉNÉRAL SECOUR | SCHNEIDER | MASTERPACT | MTZ1 16 HA |  | 3 X 1600 A | [7 empty] | oui
| DISJONCTEUR NS 800N ONDULEUR 2 VOIE B RÉSEAU 1 | SCHNEIDER | COMPACT | NS800N |  | 3 X 800 A | [7 empty] | oui
| DISJONCTEUR NS 800 ONDULEUR 2 VOIE B RÉSEAU 2 | SCHNEIDER | COMPACT | NS800N |  | 3 X 800 A | [7 empty] | oui
| DISJONCTEUR NS 800 BY-PASS EXT VOIE B ARMOIRE COUPLAGE | SCHNEIDER | COMPACT | NS800N |  | 3 X 800 A | [7 empty] | oui
AD COUPLAGE TGBT VOIE B | INTERUPTEUR ONDULEUR 1 | SCHNEIDER | COMPACT | NS800NA |  | 3 X 800 A | [7 empty] | oui
| INTERUPTEUR ONDULEUR 2 | SCHNEIDER | COMPACT | NS800NA |  | 3 X 800 A | [7 empty] | oui
| INTERUPTEUR BY-PASS EXTERNE | SCHNEIDER | COMPACT | NS800NA |  | 3 X 800 A | [7 empty] | oui
| DISJONCTEUR VOIE B TDHQ B | SCHNEIDER | COMPACT | NS 1250 A |  | 3 X 1250 A | [7 empty] | oui
AD COUPLAGE TGBT VOIE A | INTERUPTEUR ONDULEUR 1 | SCHNEIDER | COMPACT | NS800NA |  | 3 X 800 A | [7 empty] | oui
| INTERUPTEUR ONDULEUR 2 | SCHNEIDER | COMPACT | NS800NA |  | 3 X 800 A | [7 empty] | oui
| INTERUPTEUR BY-PASS EXTERNE | SCHNEIDER | COMPACT | NS800NA |  | 3 X 800 A | [7 empty] | oui
| DISJONCTEUR ONDULEUR 1 VOIE À RÉSEAU 1 UTILISATION TDHQ À | SCHNEIDER | COMPACT | NS 1250 A |  | 3 X 1250 A | [7 empty] | oui
Formulas:
prochaine maintenance = DATE(YEAR([date maintenance])+3,MONTH([date maintenance]),DAY([date maintenance]))

## TEST LISTES EQUIPEMENTS 2026
Equipement CTI TOULOUSE
Listing CVC BAT 1
N° L | Code equipement | Libellé equipement | Code bâtiment | Libellé bâtiment | Code domaine | Libellé domaine | Code famille | Libellé famille | MARQUE | MODEL / TYPE | PUISSANCE | ANNEE | CATEGORIE
| ARM CLIM AEG 1 SIEGE | Armoire climatisation AEG 1 | SIEGE | BAT 1 | CLIMAT | CLIMATISATION | ARMCLI | CLIMATISEUR/ CASSETTE A EG | EMERSON | HPM L90UC N°SER:9340930003 | 53.5 | 2015 | 1
| ARM CLIM AEG 2 SIEGE | Armoire climatisation AEG 2 | SIEGE | BAT 1 | CLIMAT | CLIMATISATION | ARMCLI | CLIMATISEUR/ CASSETTE A EG | EMERSON | HPM L90UC N°SER:9340940001 | 53.5 | 2015 | 1
| ARM CLIM AEG 3 SIEGE | Armoire climatisation AEG 3 | SIEGE | BAT 1 | CLIMAT | CLIMATISATION | ARMCLI | CLIMATISEUR/ CASSETTE A EG | EMERSON | HPM L90UC N°SER:9340940003 | 53.5 | 2015 | 1
| ARM CLIM AEG 4 SIEGE | Armoire climatisation AEG 4 | SIEGE | BAT 1 SALLE 1 RDC | CLIMAT | CLIMATISATION | ARMCLI | CLIMATISEUR/ CASSETTE A EG | EMERSON | HPM L90UC N°SER: 9340930001 | 53.5 | 2010 | 1
| ARM CLIM AEG 5 SIEGE | Armoire climatisation AEG 5 | SIEGE | BAT 1 | CLIMAT | CLIMATISATION | ARMCLI | CLIMATISEUR/ CASSETTE A EG | EMERSON | HPM L90UC N°SER:9340930002 | 53.5 | 2015 | 1
| ARM CLIM AEG 6 SIEGE | Armoire climatisation AEG 6 | SIEGE | BAT 1 | CLIMAT | CLIMATISATION | ARMCLI | CLIMATISEUR/ CASSETTE A EG | LIEBERT | HPM L90uc N°SER:9340940002 | 53.5 | 2016 | 1
| ARM CLIM AEG 7 SIEGE | Armoire climatisation AEG 7 | SIEGE | BAT 1 | CLIMAT | CLIMATISATION | ARMCLI | CLIMATISEUR/ CASSETTE A EG | LIEBERT | HPM S29 N°SER:11077110002 | 53.5 | 2009 | 1
| ARM CLIM AEG 8 SIEGE | Armoire climatisation AEG 8 | SIEGE | BAT 1 | CLIMAT | CLIMATISATION | ARMCLI | CLIMATISEUR/ CASSETTE A EG | LIEBERT | HPM S29 N°SER:11077110001 | 53.5 | 2015 | 1
| ARM CLIM AEG 9 SIEGE | Armoire climatisation AEG 9 | SIEGE | BAT 1 | CLIMAT | CLIMATISATION | ARMCLI | CLIMATISEUR/ CASSETTE A EG | LIEBERT | PH025HCL N°SER:021134000001 |  | 2021 | 1
| ARM CLIM AEG 10 SIEGE | Armoire climatisation AEG 10 | SIEGE | BAT 1 | CLIMAT | CLIMATISATION | ARMCLI | CLIMATISEUR/ CASSETTE A EG | LIEBERT | PW025 N°SER:025128160001 |  | 2022 | 1
| ARM CLIM ADD 1 SIEGE | Armoire climatisation ADD 1 | SIEGE | BAT 1 | CLIMAT | CLIMATISATION | ARMCLI | CLIMATISEUR/ CASSETTE DETENTE DIRECTE | VERTIV/EMERSON | HPM M41UA N°SER:10166090001 | 41 KW | 2010 | 1
| ARM CLIM ADD 2 SIEGE | Armoire climatisation ADD 2 | SIEGE | BAT 1 | CLIMAT | CLIMATISATION | ARMCLI | CLIMATISEUR/ CASSETTE DETENTE DIRECTE | VERTIV/EMERSON | HPM M41UA N°SER:10166100001 | 41 KW | 2011 | 1
| ARM CLIM ADD 3 SIEGE | Armoire climatisation ADD 3 | SIEGE | BAT 1 | CLIMAT | CLIMATISATION | ARMCLI | CLIMATISEUR/ CASSETTE DETENTE DIRECTE | VERTIV/EMERSON | PDX PX104DA N°SER:11760910001 | 106 KW | 2014 | 1
| ARM CLIM ADD 4 SIEGE | Armoire climatisation ADD 4 | SIEGE | BAT 1 | CLIMAT | CLIMATISATION | ARMCLI | CLIMATISEUR/ CASSETTE DETENTE DIRECTE | VERTIV/EMERSON | PDX PX074DA N°SER:11760920001 | 75 KW | 2015 | 1
| ARM CLIM ADD 5 SIEGE | Armoire climatisation ADD 5 | SIEGE | BAT 1 | CLIMAT | CLIMATISATION | ARMCLI | CLIMATISEUR/ CASSETTE DETENTE DIRECTE | VERTIV/EMERSON | PDX PX033DA N°SER:12286280002 | 41 kw | 2015 | 1
| ARM CLIM ADD 6 SIEGE | Armoire climatisation ADD 6 | SIEGE | BAT 1 SALLE 4 RDC | CLIMAT | CLIMATISATION | ARMCLI | CLIMATISEUR/ CASSETTE DETENTE DIRECTE | VERTIV/EMERSON | PDX PX033DA N°SER:12286280001 | 34 kw | 2015 | 1
| ARM CLIM ADD 7 SIEGE | Armoire climatisation ADD 7 | SIEGE | BAT 1 SALLE 2 RDC | CLIMAT | CLIMATISATION | ARMCLI | CLIMATISEUR/ CASSETTE DETENTE DIRECTE | VERTIV/EMERSON | PDX PX041DA N°SER:13529380001 | 34 KW | 2015 | 1
| ARM CLIM ADD 8 SIEGE | Armoire climatisation ADD 8 | SIEGE | BAT 1 SALLE 2 RDC | CLIMAT | CLIMATISATION | ARMCLI | CLIMATISEUR/ CASSETTE DETENTE DIRECTE | VERTIV/EMERSON | HPM S2GUA N°SER:13529390001 | 23 KW | 2015 | 1
| ARM CLIM ADD 9 SIEGE | Armoire climatisation ADD 9 | SIEGE | BAT 1 SALLE 1 RDC | CLIMAT | CLIMATISATION | ARMCLI | CLIMATISEUR/ CASSETTE DETENTE DIRECTE | VERTIV/EMERSON | PDX PX051 N°SER:021133980001 |  | 2021 | 1
| BOUCHE VMC+CTA | Ensemble de bouches vmc+soufflage | SIEGE | BAT 1 N-1/RDC/N+1 | CLIMAT | CLIMATISATION | BOUCH | EXTRACTEUR (VMC) |  |  |  |  | 1
| EXTRACTEUR | EXTRACTEUR SALLE REUNION CAPITOLE | SIEGE | BAT 1 N-1 | CLIMAT | CLIMATISATION | EXTRACT | EXTRACTEUR (VMC) | ALDES | EASYVEC MW 600 |  | 2025 | 1
| EXTRACTEUR | EXTRACTEUR LOCAL TGBT A | SIEGE | BAT 1 N-1 | CLIMAT | CLIMATISATION | EXTRACT | EXTRACTEUR (VMC) |  |  |  |  | 1
| EXTRACTEUR | EXTRACTEUR SANITAIRE | SIEGE | BAT 1 N-1+TOITURE | CLIMAT | CLIMATISATION | EXTRACT | EXTRACTEUR (VMC) |  |  |  |  | 1
| PURIFICATEUR D'AIR | PURIFICATEUR D'AIR | SIEGE | BAT 1 N-1/RDC/N+1 | CLIMAT | CLIMATISATION | PURIFICA | [5 empty] | 4
| DESHUMIDICATEUR | DESHUMIDIFICATEUR | SIEGE | BAT 1 SALLE 2 RDC | CLIMAT | CLIMATISATION | DESHUM |  | MUNTERS | COM DRY NX |  | 2025 | 1
| VASE EXPANSION | VASE EXPANSION N-1 | SIEGE | BAT 1 N-1 | CLIMAT | CLIMATISATION | VASE EXP |  | REFLEX | N200 |  | 2025 | 2
| CENTR DETEC EAU SI | Centrale détection d'eau | SIEGE | BAT 1 LOCAL FROID N-1 | CLIMAT | CLIMATISATION | DETEAU | SYSTEME DE DETECTION D'EAU |  |  |  |  | 1
| COF ELEC REGUL | Coffret regul+alim pompe EG | SIEGE | BAT 1 LOCAL FROID N-1 | CLIMAT | CLIMATISATION | ARMELE | ARMOIRE / COFFRET ELECTRIQUE |  |  |  |  | 1
| COF ELEC CTA | Coffret cta LOCAL | SIEGE | BAT 1 LOCAL FROID N-1 | CLIMAT | CLIMATISATION | ARMELE | ARMOIRE / COFFRET ELECTRIQUE |  |  |  |  | 1
| COF ELEC-RES ELEC CTA | Coffret electrique resistance cta | SIEGE | BAT 1 LOCAL FROID N-1 | CLIMAT | CLIMATISATION | ARMELE | ARMOIRE / COFFRET ELECTRIQUE | caladair |  |  |  | 1
| COF ELEC-PPE-SI | Coffret électrique pompes | SIEGE | BAT 1 LOCAL FROID N-1 | CLIMAT | CLIMATISATION | ARMELE | ARMOIRE / COFFRET ELECTRIQUE |  |  |  |  | 1
| CONDENSEUR ADD SIEGE | Ensemble Condenseurs ADD | SIEGE | BAT 1 EXT | CLIMAT | CLIMATISATION | CASCLI | CLIMATISEUR ADD | EMERSON |  |  |  | 1
| RESITANCE ELEC CTA | Résistance électrique Cta | SIEGE | BAT 1 LOCAL FROID N-1 | CLIMAT | CLIMATISATION | CTACLI |  | CALADAIR |  |  |  | 1
| CTA AN SIEGE | CTA air neuf BUREAUX | SIEGE | BAT 1 LOCAL FROID N-1 | CLIMAT | CLIMATISATION | CTACLI | CENTRALE DE TRAITEMENT D'AIR | CALADAIR | CBP5 DP 408 C4 |  |  | 1
| ENS VC+cassette SIEGE | Ensemble ventilo-convecteurs+cassettes | SIEGE | BAT 1 N-1/RDC/N+1 | CLIMAT | CHAUFFAGE | VENTCV | VENTILO-CONVECTEUR |  | CIAT/TRANE |  |  | 35
| EXTRACTEUR LOCAL HT | Extracteur local HT | SIEGE | BAT 1 EXT PARKING | CLIMAT | VENTILATION | EXTEMV | EXTRACTEUR (VMC) | ALDES | TEVC1 D1 |  |  | 2
| GF1 CARRIER SIEGE | Groupe froid CARRIER N°1 | SIEGE | BAT 1 EXT | CLIMAT | CLIMATISATION | GRPECA | GROUPE FROID CODENSEUR A AIR | CARRIER | 30RB0342--0709-PE N°SER:12L115124 | 310 KW | 2011 | 1
| GF2 CARRIER SIEGE | Groupe froid CARRIER N°2 | SIEGE | BAT 1 EXT | CLIMAT | CLIMATISATION | GRPECA | GROUPE FROID CODENSEUR A AIR | CARRIER | 30RB0342--0816-PE N°SER:M2012351746 | 310 KW | 2012 | 1
| PAC CARRIER SIEGE | Pompe à chaleur CARRIER | SIEGE | BAT 1 EXT | CLIMAT | CLIMATISATION | GRPREF | GROUPE DE REFROIDISSEMENT PAC | CARRIER | 30RQS - 140-0233-PE N°SER:M20212351787 | 314 KW | 2012 | 1
| POMPE N°1 EG | Pompe N°1 | SIEGE | BAT 1 LOCAL FROID N-1 | CLIMAT | CLIMATISATION | PPECLI | POMPE DISTRIB CLIM | GRUNDFOSS | TPE 80-270/4 AFA BAQE |  |  | 1
| POMPE N°2 EG | Pompe N°2 | SIEGE | BAT 1 LOCAL FROID N-1 | CLIMAT | CLIMATISATION | PPECLI | POMPE DISTRIB CLIM | GRUNDFOSS | TPE 80-270/4 AFA BAQE |  |  | 1
| BALLON STOCKAGE | BALLON STOCKAGE EG | SIEGE | BAT 1 LOCAL FROID N-1 | CLIMAT | CLIMATISATION | [6 empty] | 1
| POMPE REL. 1 SIEGE | Pompe relevage N°1 | SIEGE | BAT 1 LOCAL FROID N-1 | PLBSAN | PLOMBERIE SANITAIRE | PPEREL | POMPE DE RELEVAGE |  |  |  |  | 1
| POMPE REL. 2 SIEGE | Pompe relavage N°2 | SIEGE | BAT 1 LOCAL FROID N-1 | PLBSAN | PLOMBERIE SANITAIRE | PPEREL | POMPE DE RELEVAGE |  |  |  |  | 1
Listing COURANT FORT BAT 1
| ARM INV CLIM AEG8 SI | Armoire inverseur Clim AEG8 siege | SIEGE | BAT 1 | COURFO | ELECTRICITE COURANTS FORTS | ARMELE | ARMOIRE / COFFRET ELECTRIQUE |  |  |  |  | 1
| TGBT1-B1-SIEGE | TGBT 1 Batiment 1 | SIEGE | BAT 1 | COURFO | ELECTRICITE COURANTS FORTS | TGBT | TGBT |  |  |  |  | 1
| TGBT2-B1-SIEGE | TGBT 2 Batiment 1 | SIEGE | BAT 1 | COURFO | ELECTRICITE COURANTS FORTS | TGBT | TGBT |  |  |  |  | 1
| TRANSFORMATEUR 1 | Transformateur 1250 Kva CTI | SIEGE | BAT 1 EXT LOCAL HT | COURFO | ELECTRICITE COURANTS FORTS | TRANSF | TRANSFORMATEUR | AQUITAINE TRANSFO | 1LPL521479 | 1250 KVA | 2014 | 1
| AGBT1 SIEGE | AGBT 1 | SIEGE | BAT 1 | COURFO | ELECTRICITE COURANTS FORTS | TGBT | TGBT |  |  |  |  | 1
| AGBT2 SIEGE | AGBT 2 | SIEGE | BAT 1 | COURFO | ELECTRICITE COURANTS FORTS | TGBT | TGBT |  |  |  |  | 1
| ARM E2 B1 SIEGE | Armoire E2 batiment 1 SIEGE | SIEGE | BAT 1 | COURFO | ELECTRICITE COURANTS FORTS | ARMELE | ARMOIRE / COFFRET ELECTRIQUE | SCHNEIDER |  |  |  | 1
| ARM SECOURS ULTIME GF | Arloire secours ultime GF | SIEGE | BAT 1 EXT | COURFO | ELECTRICITE COURANTS FORTS | ARMELE | ARMOIRE / COFFRET ELECTRIQUE |  |  |  |  | 1
| ARM E3 B1 SIEGE | Armoire E3 batiment 1 | SIEGE | BAT 1 | COURFO | ELECTRICITE COURANTS FORTS | ARMELE | ARMOIRE / COFFRET ELECTRIQUE | SCHNEIDER |  |  |  | 1
| ARM TGO ADD | Armoire TGO ADD | SIEGE | BAT 1 N-1 | COURFO | ELECTRICITE COURANTS FORTS | ARMELE | ARMOIRE / COFFRET ELECTRIQUE | SCHNEIDER |  |  |  | 1
| ARM TGO BUREAUTIQUE | Armoire TGO BUREAUTIQUE | SIEGE | BAT 1 N-1 | COURFO | ELECTRICITE COURANTS FORTS | ARMELE | ARMOIRE / COFFRET ELECTRIQUE | SCHNEIDER | PRISMA SET |  |  | 1
| STS BUREAU | STS BUREAU | SIEGE | BAT 1 N-1 | COURFO | ELECTRICITE COURANTS FORTS | ONDULE | ONDULEUR | SCHNEIDER MGE | UPSILON STS | 100A |  | 1
| STS CLIM AEG | STS CLIM AEG | SIEGE | BAT 1 N-1 | COURFO | ELECTRICITE COURANTS FORTS | ONDULE | ONDULEUR | SCHNEIDER MGE | UPSILON STS | 120A |  | 1
| STS HQ SIEGE | STS HQ SIEGE | SIEGE | BAT 1 N-1 | COURFO | ELECTRICITE COURANTS FORTS | ONDULE | ONDULEUR | SCHNEIDER MGE | UPSILON STS | 160 A | 2013 | 1
| ARM INV CLIM SIEGE | AMOIRE INVERSEUR CLIM | SIEGE | BAT 1 N-1 | COURFO | ELECTRICITE COURANTS FORTS | ARMELE | ARMOIRE / COFFRET ELECTRIQUE |  |  |  |  | 1
| ARM OND HYP VOIE A S | ARM ondulé Hypocrate "Voie A" | SIEGE | BAT 1 N-1 S10 | COURFO | ELECTRICITE COURANTS FORTS | ARMELE | ARMOIRE / COFFRET ELECTRIQUE | SCHNEIDER |  |  |  | 1
| ARM OND HYP VOIE B S | Amoire ondulé Hypocrate "Voie B" | SIEGE | BAT 1 N-1 S10 | COURFO | ELECTRICITE COURANTS FORTS | ARMELE | ARMOIRE / COFFRET ELECTRIQUE | SCHNEIDER |  |  |  | 1
| ARM SERVITUDE SIEGE | Armoire (serv. Gene.) | SIEGE | BAT 1 N-1 | COURFO | ELECTRICITE COURANTS FORTS | ARMELE | ARMOIRE / COFFRET ELECTRIQUE | SCHNEIDER | PRISMA SET |  |  | 2
| ARM TD CLIM SIEGE | Armoire TD CLIM AEG | SIEGE | BAT 1 N-1 | COURFO | ELECTRICITE COURANTS FORTS | ARMELE | ARMOIRE / COFFRET ELECTRIQUE | SCHNEIDER | PRISMA SET |  |  | 1
| ARM GE B1 SIEGE | Armoire GE batiment 1 | SIEGE | BAT 1 | COURFO | ELECTRICITE COURANTS FORTS | ARMELE | ARMOIRE / COFFRET ELECTRIQUE | SCHNEIDER | PRISMA SET |  |  | 1
| ALIM CHARGEUR CTI | Alimentation chargeur 12v cellules HT CTI | SIEGE | BAT 1 | COURFO | ELECTRICITE COURANTS FORTS | ARMELE | ARMOIRE / COFFRET ELECTRIQUE | IZYX | PSX 700 |  |  | 1
| ARM-GE-SI | Coffret GE Bat. SIEGE | SIEGE | BAT 1 | COURFO | ELECTRICITE COURANTS FORTS | ARMELE | ARMOIRE / COFFRET ELECTRIQUE |  |  |  |  | 1
| ARM-SERV-B1-SIEGE | ARM ELECTRIQUE ECLAIRAGE PC GARRAGE B1 | SIEGE | BAT 1 | COURFO | ELECTRICITE COURANTS FORTS | ARMELE | ARMOIRE / COFFRET ELECTRIQUE |  |  |  |  | 2
| ARM-ZB-B1-SIEGE | ARM ELECTRIQUE RDC ZONE B | SIEGE | BAT 1 RDC LOCAL | COURFO | ELECTRICITE COURANTS FORTS | ARMELE | ARMOIRE / COFFRET ELECTRIQUE |  |  |  |  | 2
| ARM.DISJ.BAT OND1.SI | Armoire disj. Batteries onduleur 1 SIEGE | SIEGE | BAT 1 | COURFO | ELECTRICITE COURANTS FORTS | ONDULE | ONDULEUR |  |  |  |  | 1
| ARM-ETAGE-B1-SIEGE | ARM ELECTRIQUE ETAGE BUREAU | SIEGE | BAT 1 LOCAL TECH N+1 | COURFO | ELECTRICITE COURANTS FORTS | ARMELE | ARMOIRE / COFFRET ELECTRIQUE |  |  |  |  | 2
| BAT N1 GE-SIEGE | Bloc batteries N° 1 GE SIEGE | SIEGE | BAT 1 | COURFO | ELECTRICITE COURANTS FORTS | GRPELE | GROUPE ELECTROGENE |  |  |  |  | 1
| BAT-CHARGEUR CTI | Batteries chargeur cellules HT CTI | SIEGE | BAT 1 | COURFO | ELECTRICITE COURANTS FORTS | ARMELE | ARMOIRE / COFFRET ELECTRIQUE |  |  |  |  | 1
| BATT OND ABC-SI | Jeux de batterie A,B,C onduleur 2 bat 1 | SIEGE | BAT 1 N-1 | COURFO | ELECTRICITE COURANTS FORTS | ONDULE | ONDULEUR |  |  |  |  | 1
| BATT OND SI | Jeux de batterie onduleur 1 batiment 1 | SIEGE | BAT 1 N-1 | COURFO | ELECTRICITE COURANTS FORTS | ONDULE | ONDULEUR |  |  |  |  | 1
| COF GTC SIEGE | Coffret gtc batiment 1 | SIEGE | BAT 1 N-1 | COURFA | ELECTRICITE COURANTS FAIBLES | GTBGTC | GTB / GTC |  |  |  |  | 1
| COF GTC N2 SIEGE | ENSEMBLE Coffret gtc 2 batiment 1 | SIEGE | BAT 1 | COURFA | ELECTRICITE COURANTS FAIBLES | GTBGTC | GTB / GTC |  |  |  |  | 1
| COF PC HQ RDC SIEGE | COFFRET PC HQ batiment 1 rdc | SIEGE | BAT 1 | COURFO | ELECTRICITE COURANTS FORTS | ARMELE | ARMOIRE / COFFRET ELECTRIQUE |  |  |  |  | 2
| COF SYN OND 1 SIEGE | Coffret synchronisation OND 1 | SIEGE | BAT 1 | COURFO | ELECTRICITE COURANTS FORTS | ONDULE | ONDULEUR |  |  |  |  | 1
| COF SYN OND 2 SIEGE | Coffret synchronisation OND 2 | SIEGE | BAT 1 | COURFO | ELECTRICITE COURANTS FORTS | ONDULE | ONDULEUR |  |  |  |  | 1
| COF-PC HQ 1ET SIEGE | COFFRET PC HQ batiment 1 1etage | SIEGE | BAT 1 | COURFO | ELECTRICITE COURANTS FORTS | ARMELE | ARMOIRE / COFFRET ELECTRIQUE |  |  |  |  | 2
| ENS ECL SIEGE | Ensemble éclairage | SIEGE | BAT 1 | COURFO | ELECTRICITE COURANTS FORTS | ECLNOR | ECLAIRAGE NORMAL |  |  |  |  | 2
| CELLULE HT 1 SIEGE | Cellule Interrupteur HT 1 | SIEGE | BAT 1 EXT LOCAL HT | COURFO | ELECTRICITE COURANTS FORTS | CELLHT | CELLULE HAUTE TENSION | SCHNEIDER | SM6 | 20KV | 2016 | 1
| CELLULE HT 2 SIEGE | Cellule interrupteur HT 2 | SIEGE | BAT 1 EXT LOCAL HT | COURFO | ELECTRICITE COURANTS FORTS | CELLHT | CELLULE HAUTE TENSION | SCHNEIDER | SM6 | 20KV | 2016 | 1
| CELLULE HT 3 SIEGE | Cellule Interrupteur HT 3 | SIEGE | BAT 1 EXT LOCAL HT | COURFO | ELECTRICITE COURANTS FORTS | CELLHT | CELLULE HAUTE TENSION | SCHNEIDER | SM6 | 20KV | 2016 | 1
| BAT N2 GE-SIEGE | Bloc batteries N° 2 GE SIEGE | SIEGE | BAT 2 | COURFO | ELECTRICITE COURANTS FORTS | GRPELE | GROUPE ELECTROGENE |  |  |  |  | 1
| OND 1- SIEGE | Onduleur N°1 Batiment 1 | SIEGE | BAT 1 N-1 | COURFO | ELECTRICITE COURANTS FORTS | ONDULE | ONDULEUR | SCHNEIDER | GALAXY 7000 | 400 KVA |  | 1
| OND 2- SIEGE | Onduleur N°2 Batiment 1 | SIEGE | BAT 1 N-1 | COURFO | ELECTRICITE COURANTS FORTS | ONDULE | ONDULEUR | SCHNEIDER | GALAXY 7000 | 400 KVA |  | 1
| TGO A-SIEGE | TGO A | SIEGE | BAT 1 N-1 | COURFO | ELECTRICITE COURANTS FORTS | TGBT | TGBT | SCHNEIDER | PRISMA SET |  |  | 1
| TGO B SIEGE | TGO B | SIEGE | BAT 1 N-1 | COURFO | ELECTRICITE COURANTS FORTS | TGBT | TGBT | SCHNEIDER | PRISMA SET |  |  | 1
| GE-SIEGE | Groupe électrogène Bat 1 | SIEGE | BAT 1 N-1 | COURFO | ELECTRICITE COURANTS FORTS | GRPELE | GROUPE ELECTROGENE | KOHLER | KMO4830T | 1250VA | 2024 | 1
| POMP JAPY GE SIEGE | Pompe japy GE | SIEGE | BAT 1 | COURFOR | ELECTRICITE COURANTS FORTS | PPEFOD | POMPE |  |  |  |  | 1
| CUV PRIN GE SIEGE | Cuve fuel principale 20000 L | SIEGE | BAT 1 EXT | EQUDIV | Equipements divers | CUVFOD | CUVE FUEL |  |  |  |  | 1
| PPE-CUV-GE SIEGE | Pompe double nourrice fod SIEGE | SIEGE | BAT 1 | COURFO |  | PPEFOD | POMPE |  |  |  |  | 1
| TD PCA CELLULE E6 | TD PCA Cellule E6 | SIEGE | BAT 1 | COURFO | ELECTRICITE COURANTS FORTS | ARMELE | ARMOIRE / COFFRET ELECTRIQUE |  |  |  |  | 1
| TD PCA CELLULE E7 | TD PCA Cellule E7 | SIEGE | BAT 1 | COURFO | ELECTRICITE COURANTS FORTS | ARMELE | ARMOIRE / COFFRET ELECTRIQUE |  |  |  |  | 1
| TGBT BYPASS OND B1 | TGBT BYPASS OND POLE ENERGIE bat1 SIEGE | SIEGE | BAT 1 | COURFO | ELECTRICITE COURANTS FORTS | ARMELE | ARMOIRE / COFFRET ELECTRIQUE |  |  |  |  | 1
| TO RELEVE COMPTEURS | TO RELÈVE COMPTEURS D ENERGIE DU SITE | SIEGE | BAT 1 | GENERA | GENERALITES | COMPTE | COMPTEUR |  |  |  |  | 1
Listing CVC POLE ENERGIE
| ALIM-EAU-ARRO-TOIT | Alimentation eau arrosage toiture verte | POLENE | BAT POLE ENERGIE LOCAL GE | PLBSAN | PLOMBERIE SANITAIRE | RESEDV | RESEAU EAU DE VILLE |  |  |  |  | 2
| ARM CLIM ADD10 POLE | ARM CLIMATISATION ADD1 POLE ENERGIE | POLENE | BAT POLE ENERGIE LOCAL OND | CLIMAT | CLIMATISATION | CASCLI | CLIMATISEUR/ CASSETTE ADD | SCHNEIDER | SDAV0601A | 20 KW | 2021 | 1
| ARM CLIM ADD9 POLE N | ARM CLIMATISATION ADD2 POLE ENERGIE | POLENE | BAT POLE ENERGIE LOCAL OND | CLIMAT | CLIMATISATION | CASCLI | CLIMATISEUR/ CASSETTE ADD | SCHNEIDER | SDAV0601A | 20 KW | 2021 | 1
| CLIM-OND1-POL | CLIMATISEUR UNITE EXTERIEURE | POLENE | BAT POLE ENERGIE EXT | CLIMAT | CLIMATISATION | SPLIT | CLIMATISEUR SPLIT | MODINE CIS | CAP1301P |  | 2021 | 1
| CLIM-OND2-POL | CLIMATISEUR UNITE EXTERIEURE | POLENE | BAT POLE ENERGIE EXT | CLIMAT | CLIMATISATION | SPLIT | CLIMATISEUR SPLIT | MODINE CIS | CAP1301P |  | 2021 | 1
| VENTEX-OND1-POLENE | EXTRACTEUR POLE ENERGIE | POLENE | BAT POLE ENERGIE LOCAL OND | CLIMAT | VENTILATION | VENTEX | VENTILATEUR D'EXTRACTION |  |  |  | 2025 | 1
| VENTEX-OND2-POLENE | EXTRACTEUR POLE ENERGIE | POLENE | BAT POLE ENERGIE LOCAL OND | CLIMAT | VENTILATION | VENTEX | VENTILATEUR D'EXTRACTION |  |  |  | 2025 | 1
| VENTEX-GE-POLENE | VENTILATEUR EXTRACTION Ventilateur local GE | POLENE | BAT POLE ENERGIE LOCAL GE | VENTIL | VENTILATION | VENTEX | VENTILATEUR D'EXTRACTION |  |  |  |  | 1
Listing COURANT FORT POLE ENERGIE
| ARM-GE-POLENE-SECOURS | Armoire ge secours ultime | POLENE | BAT POLE ENERGIE LOCAL GE | COURFO | ELECTRICITE COURANTS FORTS | ARMELE | ARMOIRE / COFFRET ELECTRIQUE | SCHNEIDER | PRISMA SET |  |  | 1
| ARM-GE-POLENE | Armoire GE TD | POLENE | BAT POLE ENERGIE | COURFO | ELECTRICITE COURANTS FORTS | ARMELE | ARMOIRE / COFFRET ELECTRIQUE |  |  |  |  | 1
| BAT-OND1-POL | Batteries accumulateurs onduleur 1 | POLENE | BAT POLE ENERGIE LOCAL OND | COURFO | ELECTRICITE COURANTS FORTS | ONDULE | ONDULEUR |  |  |  |  | 1
| BAT-OND2-POL | Batteries accumulateurs onduleur 2 | POLENE | BAT POLE ENERGIE LOCAL OND | COURFO | ELECTRICITE COURANTS FORTS | ONDULE | ONDULEUR |  |  |  |  | 1
| OND1-POL | Onduleur 1 - POLE ENERGIE | POLENE | BAT POLE ENERGIE LOCAL OND | COURFO | ELECTRICITE COURANTS FORTS | ONDULE | ONDULEUR | VERTIV | XLS1 S1 | 400 KVA | 2018 | 1
| OND2-POL | Onduleur 2 POLE ENERGIE | POLENE | BAT POLE ENERGIE LOCAL OND | COURFO | ELECTRICITE COURANTS FORTS | ONDULE | ONDULEUR | VERTIV | XLS1 S1 | 400 KVA | 2018 | 1
| BAT N2 GE-POLE ENER | Bloc batteries N° 2 GE POLE ENERGIE | POLENE | BAT POLE ENERGIE | COURFO | ELECTRICITE COURANTS FORTS | GRPELE | GROUPE ELECTROGENE |  |  |  |  | 1
| ARM-DISJ-OND2-P ENG | ARM OND 2 Disjoncteur Batt. pole energie | POLENE | BAT POLE ENERGIE | COURFO | ELECTRICITE COURANTS FORTS | ARMELE | ARMOIRE / COFFRET ELECTRIQUE |  |  |  |  | 1
| ARM-DISJ-OND1-P ENG | ARM OND 1 Disjoncteur Batt. pole energie | POLENE | BAT POLE ENERGIE | COURFO | ELECTRICITE COURANTS FORTS | ARMELE | ARMOIRE / COFFRET ELECTRIQUE |  |  |  |  | 1
| ARM-DISJ-OND1-P-ENER | ARM ELECTRIQUE Disjoncteur protect. Batt. 1 | POLENE | BAT POLE ENERGIE | COURFO | ELECTRICITE COURANTS FORTS | ARMELE | ARMOIRE / COFFRET ELECTRIQUE |  |  |  |  | 1
| ALIM STAB POLE ENRG | Alimentation stabilisée armoire TD pole energ | POLENE | BAT POLE ENERGIE | COURFO | ELECTRICITE COURANTS FORTS | ARMELE | ARMOIRE / COFFRET ELECTRIQUE |  |  |  |  | 1
| TGGE 2 POLE ENG | ARMOIRE/COFFRET ELECTRIQUE TGGE 2 pole engeri | POLENE | BAT POLE ENERGIE | COURFO | ELECTRICITE COURANTS FORTS | ARMELE | ARMOIRE / COFFRET ELECTRIQUE |  |  |  |  | 1
| TGBT POLE ENERGIE | Armoire TGBT ONDULEUR voie B POLE ENERGIE | POLENE | BAT POLE ENERGIE | COURFO | ELECTRICITE COURANTS FORTS | TGBT | TGBT |  |  |  |  | 1
| TGBTVBHQ POLE ENERGI | ARMOIRE / COFFRET ELECTRIQUE TGBT VOIE B HQ | POLENE | BAT POLE ENERGIE | COURFO | ELECTRICITE COURANTS FORTS | TGBT | TGBT |  |  |  |  | 1
| TGBT-GE-POLENE | TGBT (TABLEAU GENERAL BASSE TENSION) TGGE | POLENE | BAT POLE ENERGIE | COURFO | ELECTRICITE COURANTS FORTS | TGBT | TGBT |  |  |  |  | 1
| GTB-GTC POLE ENERGIE | RESEAU GTB/GTC Baie informatique GTC | POLENE | BAT POLE ENERGIE LOCAL GE | COURFA | ELECTRICITE COURANTS FAIBLES | GTBGTC | GTB / GTC |  |  |  |  | 1
| ARM-GE-REGUL POLE EN | AUTOMA. Régulation armoire GE Bat. Polene | POLENE | BAT POLE ENERGIE LOCAL GE | REGUL | REGULATION | ARMREGUL | Armoire de regulation |  |  |  |  | 1
| BAT N1 GE-POLE ENER | Bloc batteries N° 1 GE POLE ENERGIE | POLENE | BAT POLE ENERGIE LOCAL GE | COURFO | ELECTRICITE COURANTS FORTS | GRPELE | GROUPE ELECTROGENE |  |  |  |  | 1
| GE-POLENE | Groupe électrogène Bat. Polene | POLENE | BAT POLE ENERGIE LOCAL GE | COURFO | ELECTRICITE COURANTS FORTS | GRPELE | GROUPE ELECTROGENE | CUMMINS | C1400DS | 1400KVA | 2018 | 1
| CUV PRIN GE POLE ENE | Cuve fuel principale 17000 L pole energie | POLENE | BAT POLE ENERGIE EXT | EQUDIV | Equipements divers | CUVFOD | CUVE FUEL |  |  |  |  | 1
| CUVE GE POLE ENERGIE | Cuve GE 500L JOURNALIERE pole energie | POLENE | BAT POLE ENERGIE | EQUDIV | Equipements divers | CUVFOD | CUVE FUEL |  |  |  |  | 1
| POMP JAPY GE POLE EN | Pompe japy GE pole energie | POLENE | BAT POLE ENERGIE | COURFO | ELECTRICITE COURANTS FORTS | PPEFOD | POMPE |  |  |  |  | 1
| PPE-CUV-GE POLENERGI | Pompe double nourrice fod pole energie | POLENE | BAT POLE ENERGIE | COURFO | ELECTRICITE COURANTS FORTS | PPEFOD | POMPE |  |  |  |  | 1
Listing CVC BAT 2
| ARM CLIM AEG 1 CAR | ARM. climatisation AEG 1 | CARSAT | BAT 2 GALERIE TECH | CLIMAT | CLIMATISATION | CASCLI | CLIMATISEUR/ CASSETTE A EG | EMERSON | PCW Ph080DC N° SER:12928370001 | 80 | 2016 | 1
| ARM CLIM AEG 2 CAR | Amoire climatisation AEG 2 | CARSAT | BAT 2 GALERIE TECH | CLIMAT | CLIMATISATION | CASCLI | CLIMATISEUR/ CASSETTE A EG | EMERSON | PCW PHO80DC N° SER:12928360001 | 80 | 2016 | 1
| ARM CLIM AEG 3 CAR | Armoire climatisation AEG 3 | CARSAT | BAT 2 SALLE 3 | CLIMAT | CLIMATISATION | CASCLI | CLIMATISEUR/ CASSETTE A EG | EMERSON | HPM M77 UC N°SER:8879180001 | 58 | 2009 | 1
| ARM CLIM AEG 4 CAR | Armoire climatisation AEG 4 | CARSAT | BAT 2 SALLE 3 | CLIMAT | CLIMATISATION | CASCLI | CLIMATISEUR/ CASSETTE A EG | EMERSON | HPM M77UC N°SER:8879170001 | 58 | 2009 | 1
| ARM CLIM AEG 5 CAR | Armoire climatisation AEG 5 | CARSAT | BAT 2 SALLE 4 | CLIMAT | CLIMATISATION | CASCLI | CLIMATISEUR/ CASSETTE A EG | EMERSON | HPM S029DC N°SER:8879200001 | 16.5 | 2009 | 1
| ARM CLIM AEG 6 CAR | Armoire climatisation AEG 6 | CARSAT | BAT 2 SALLE 4 | CLIMAT | CLIMATISATION | CASCLI | CLIMATISEUR/ CASSETTE A EG | EMERSON | HPM S29dc N°SER:8879190001 | 16.5 | 2009 | 1
| ARM CLIM AEG 7 CAR | Amoire climatisation AEG 7 | CARSAT | BAT 2 SALLE 2 | CLIMAT | CLIMATISATION | CASCLI | CLIMATISEUR/ CASSETTE A EG | EMERSON | HPM M55 UC N°SER:8879220001 | 34.9 | 2009 | 1
| ARM CLIM AEG 8 CAR | Armoire climatisation AEG 8 | CARSAT | BAT 2 SALLE 2 | CLIMAT | CLIMATISATION | CASCLI | CLIMATISEUR/ CASSETTE A EG | EMERSON | HPM L18UC N°SER:8882640001 | 99 | 2009 | 1
| ARM CLIM AEG 9 CAR | Amoire climatisation AEG 9 | CARSAT | BAT 2 SALLE 2 | CLIMAT | CLIMATISATION | CASCLI | CLIMATISEUR/ CASSETTE A EG | EMERSON | HPM M55UC N°SER:8879210001 | 34.9 | 2009 | 1
| ARM CLIM AEG10 CAR | Armoire climatisation AEG 10 | CARSAT | BAT 2 SALLE 2 | CLIMAT | CLIMATISATION | CASCLI | CLIMATISEUR/ CASSETTE A EG | EMERSON | HPM L18UC N°SER:8882630001 | 99 | 2009 | 1
| ARM CLIM AEG 11 CAR | Armoire climatisation AEG 11 | CARSAT | BAT 2 SALLE 2 | CLIMAT | CLIMATISATION | CASCLI | CLIMATISEUR/ CASSETTE A EG | EMERSON | HPM L12UC1 N°SER: 8879260001 | 80 | 2009 | 1
| ARM CLIM AEG 12 CAR | Armoire climatisation AEG 12 | CARSAT | BAT 2 SALLE 2 | CLIMAT | CLIMATISATION | CASCLI | CLIMATISEUR/ CASSETTE A EG | EMERSON | HPM L12UC N°SER:8879250001 | 80 | 2009 | 1
| ARM CLIM AEG 13 CAR | Armoire climatisation AEG 13 | CARSAT | BAT 2 SALLE CARSAT | CLIMAT | CLIMATISATION | CASCLI | CLIMATISEUR/ CASSETTE A EG | EMERSON | HPM L90UC N°SER:8879280001 |  | 2009 | 1
| ARM CLIM AEG 14 CAR | Armoire climatisation AEG 14 | CARSAT | BAT 2 SALLE CARSAT | CLIMAT | CLIMATISATION | CASCLI | CLIMATISEUR/ CASSETTE A EG | EMERSON | HPM L90UC N°SER:8879270001 |  | 2009 | 1
| ARM CLIM AEG17 CAR | Armoire climatisation AEG 17 | CARSAT | BAT 2 ONDULEUR A1 | CLIMAT | CLIMATISATION | CASCLI | CLIMATISEUR/ CASSETTE A EG | LIEBERT | PH030 N°SER:019893330001 |  | 2020 | 1
| ARM CLIM AEG 18 CAR | Armoire climatisation AEG 18 | CARSAT | BAT 2 ONDULEUR A1 | CLIMAT | CLIMATISATION | CASCLI | CLIMATISEUR/ CASSETTE A EG | LIEBERT | PH030 N°SER:019893330001 |  | 2020 | 1
| ARM CLIM AEG 19 CAR | Armoire climatisation AEG 19 | CARSAT | BAT 2 SALLE 5 | CLIMAT | CLIMATISATION | CASCLI | CLIMATISEUR/ CASSETTE A EG | EMERSON | PCW PH025HC N°SER:13407690001 | 25 | 2016 | 1
| ARM CLIM AEG 20 CAR | Armoire climatisation AEG 20 | CARSAT | BAT 2 SALLE 5 | CLIMAT | CLIMATISATION | CASCLI | CLIMATISEUR/ CASSETTE A EG | EMERSON | PCW PH025HC N° SER:13407700001 | 25 | 2016 | 1
| ARM CLIM AEG21 CAR | Armoire climatisation AEG 21 | CARSAT | BAT 2 TGBT B | CLIMAT | CLIMATISATION | CASCLI | CLIMATISEUR/ CASSETTE A EG | EMERSON | ph030 | 27 |  | 1
| ARM CLIM AEG 20 CAR | Armoire climatisation AEG 22 | CARSAT | BAT 2 TGBT B | CLIMAT | CLIMATISATION | CASCLI | CLIMATISEUR/ CASSETTE A EG | LIEBERT | S18DC N°SER: 019893300002 |  | 2020 | 1
| CENTR DETEC EAU CAR | Centrale détection d'eau | CARSAT | BAT 2 COULOIR TECHNIQUE RDJ | CLIMAT | CLIMATISATION | DETEAU | SYSTEME DE DETECTION D'EAU | AQUAVIGIE | TRACE TECK TTDM128 |  |  | 1
| GF4 CARSAT | Groupe froid TRANE GF4 a vis | CARSAT | BAT 2 ENCLOS EXT RDC | CLIMAT | CLIMATISATION | GRPECA | GROUPE FROID CODENSEUR A AIR | TRANE | RTAF155 SEL N°SER:EK0282 | 552 KW | 2016 | 1
| GF5 CARSAT | Groupe froid TRANE GF5 a vis | CARSAT | BAT 2 ENCLOS EXT RDC | CLIMAT | CLIMATISATION | GRPECA | GROUPE FROID CODENSEUR A AIR | TRANE | RTAF155 SEL N°SER:EK0283 | 552 KW | 2016 | 1
| POMPE 1 KSB CARSAT | Pompe 1 eau glacee | CARSAT | BAT 2 parking N-1 GRILLE | CLIMAT | CLIMATISATION | PPECLI | POMPE DISTRIB CLIM | KSB | PDRV2-011 |  | 2017 | 1
| POMPE 2 KSB CARSAT | Pompe 2 eau glacee | CARSAT | BAT 2 parking N-1 GRILLE | CLIMAT | CLIMATISATION | PPECLI | POMPE DISTRIB CLIM | KSB | PDRV2-011 |  | 2017 | 1
| VAS EXP CARSAT | VASE EXPANSION carsat | CARSAT | BAT 2 parking N-1 GRILLE | CLIMAT | CLIMATISATION | PPECLI | POMPE DISTRIB CLIM | VAREM | 100 LITRES |  | 2024 | 1
| TRA EAU CLARIFIC CAR | Traitement d eau clarificateur carsat | CARSAT | BAT 2 parking N-1 GRILLE | CLIMAT | CLIMATISATION | PPECLI | POMPE DISTRIB CLIM |  |  |  | 2017 | 1
| CPT EG | COMPTEUR ENERGIE EG | CARSAT | BAT 2 parking N-1 GRILLE | CLIMAT | CLIMATISATION | PPECLI | POMPE DISTRIB CLIM | SHARKY DIEHL | TYPE 775 |  | 2017 | 1
| TRAI EAU DEGAZ CAR | Traitement d eau Degazeur carsat | CARSAT | BAT 2 parking N-1 GRILLE | CLIMAT | CLIMATISATION | PPECLI | POMPE DISTRIB CLIM | REFLEX | SERVITOR 60 |  | 2017 | 1
| ENS VC+CASSETTE CAR | VENTILO CONVECTEUR N-1 LOCAL BATTERIE | CARSAT | BAT 2 parking N-1 | CLIMAT | CLIMATISATION | CASCLI | CLIMATISEUR/ CASSETTE A EG | CIAT |  |  |  | 1
| ENS BOUCHE | ENSEMBLE BOUCHE N-1+RDJ | CARSAT | BAT 2 parking N-1 | CLIMAT | CLIMATISATION | [6 empty] | 1
| EXTRACTEUR | EXTRACTEUR LOCAL ONDULEUR PARKING N-1 | CARSAT | BAT 2 parking N-1 | CLIMAT | CLIMATISATION | EXT | EXTRACTEUR (VMC) | ATLANTIC | AX125BC |  |  | 1
| EXTRACTEUR | EXTRACTEUR LOCAL LOCAL BATTERIE PARKING N-1 | CARSAT | BAT 2 parking N-1 | CLIMAT | CLIMATISATION | EXT | EXTRACTEUR (VMC) | ATLANTIC | AX125BC |  |  | 1
| COF ÉLEC. PPE CAR | Coffret électrique. Pompes carsat | CARSAT | BAT 2 | CLIMAT | CLIMATISATION | ARMCLI | ARMOIRE / COFFRET ELECTRIQUE |  |  |  |  | 1
| ARM ÉLEC. GF CAR | Armoire élec. groupe froid carsat | CARSAT | BAT 2 ENCLOS EXTERIEUR | CLIMAT | CLIMATISATION | ARMCLI | ARMOIRE / COFFRET ELECTRIQUE |  |  |  |  | 1
Listing COURANT FORT BAT 2
| AGBT- CAR | AGBT CARSAT bâtiment 2 | CARSAT | BAT 2 | COURFO | ELECTRICITE COURANTS FORTS | TGBT | TGBT |  |  |  |  | 1
| OND B1 CARSAT | Onduleur B1 RDJ | CARSAT | BAT 2 | COURFO | ELECTRICITE COURANTS FORTS | ONDULE | ONDULEUR | VERTIV | LIEBERT EXL S1 | 500 KVA |  | 1
| OND B2 CARSAT | Onduleur B2 RDJ | CARSAT | BAT 2 | COURFO | ELECTRICITE COURANTS FORTS | ONDULE | ONDULEUR | VERTIV | LIEBERT EXL S1 | 500 KVA |  | 1
| ARM CPL V A CARSAT | Armoire couplage onduleur voie A | CARSAT | BAT 2 | COURFO | ELECTRICITE COURANTS FORTS | ARMELE | ARMOIRE / COFFRET ELECTRIQUE |  |  |  |  | 1
| ARM CPL V B CARSAT | Armoire couplage onduleur voie B | CARSAT | BAT 2 | COURFO | ELECTRICITE COURANTS FORTS | ARMELE | ARMOIRE / COFFRET ELECTRIQUE |  |  |  |  | 1
| ARM DISJ. BAT A1 CAR | Amoire disj. Batteries ond A1 bat 2 | CARSAT | BAT 2 | COURFO | ELECTRICITE COURANTS FORTS | ONDULE | ONDULEUR |  |  |  |  | 1
| ARM DISJ. BAT A2 CAR | Amoire disj. Batteries ond A2 bat 2 | CARSAT | BAT 2 | COURFO | ELECTRICITE COURANTS FORTS | ONDULE | ONDULEUR |  |  |  |  | 1
| ARM DISJ. BAT B1 CAR | ARM disj. Batteries B1 | CARSAT | BAT 2 | COURFO | ELECTRICITE COURANTS FORTS | ONDULE | ONDULEUR |  |  |  |  | 1
| ARM DISJ. BAT B2 CAR | ARM disj. Batteries B2 | CARSAT | BAT 2 | COURFO | ELECTRICITE COURANTS FORTS | ONDULE | ONDULEUR |  |  |  |  | 1
| ARM GF EXT CARSAT | Armoire CFO groupe froid TRANE | CARSAT | BAT 2 | COURFO | ELECTRICITE COURANTS FORTS | ARMELE | ARMOIRE / COFFRET ELECTRIQUE |  |  |  |  | 1
| ARM HQ A1 CARSAT | Armoire HQ A1 | CARSAT | BAT 2 SALLE 4 | COURFO | ELECTRICITE COURANTS FORTS | ARMELE | ARMOIRE / COFFRET ELECTRIQUE |  |  |  |  | 1
| ARM HQ A2 CARSAT | Armoire HQ A2 | CARSAT | BAT 2 SALLE 1 | COURFO | ELECTRICITE COURANTS FORTS | ARMELE | ARMOIRE / COFFRET ELECTRIQUE |  |  |  |  | 1
| ARM HQ A3 CARSAT | Armoire HQ A3 | CARSAT | BAT 2 SALLE2 | COURFO | ELECTRICITE COURANTS FORTS | ARMELE | ARMOIRE / COFFRET ELECTRIQUE |  |  |  |  | 1
| ARM HQ A4 CARSAT | Armoire HQ A4 | CARSAT | BAT 2 SALLE2 | COURFO | ELECTRICITE COURANTS FORTS | ARMELE | ARMOIRE / COFFRET ELECTRIQUE |  |  |  |  | 1
| ARM HQ A5 CARSAT | Armoire HQ A5 | CARSAT | BAT 2 SALLE 5 | COURFO | ELECTRICITE COURANTS FORTS | ARMELE | ARMOIRE / COFFRET ELECTRIQUE |  |  |  |  | 1
| ARM HQ B1 CARSAT | Armoire HQ B1 | CARSAT | BAT 2 SALLE3 | COURFO | ELECTRICITE COURANTS FORTS | ARMELE | ARMOIRE / COFFRET ELECTRIQUE |  |  |  |  | 1
| ARM HQ B2 CARSAT | Armoire HQ B2 | CARSAT | BAT 2 SALLE 1 | COURFO | ELECTRICITE COURANTS FORTS | ARMELE | ARMOIRE / COFFRET ELECTRIQUE |  |  |  |  | 1
| ARM HQ B3 CARSAT | Armoire HQ B3 | CARSAT | BAT 2 SALLE 2 | COURFO | ELECTRICITE COURANTS FORTS | ARMELE | ARMOIRE / COFFRET ELECTRIQUE |  |  |  |  | 1
| ARM HQ B4 CARSAT | Armoire HQ B4 | CARSAT | BAT 2 SALLE2 | COURFO | ELECTRICITE COURANTS FORTS | ARMELE | ARMOIRE / COFFRET ELECTRIQUE |  |  |  |  | 1
| ARM HQ B5 CARSAT | Armoire HQ B5 | CARSAT | BAT 2 SALLE5 | COURFO | ELECTRICITE COURANTS FORTS | ARMELE | ARMOIRE / COFFRET ELECTRIQUE |  |  |  |  | 1
| ARM HQ STS S2 CAR | Armoire HQ STS salle 5 | CARSAT | BAT 2 | COURFO | ELECTRICITE COURANTS FORTS | ONDULE | ONDULEUR |  |  |  |  | 1
| ARM HQ STS S3 CAR | Armoire HQ STS salle 3 | CARSAT | BAT 2 | COURFO | ELECTRICITE COURANTS FORTS | ONDULE | ONDULEUR |  |  |  |  | 1
| ARM INV CLIM AEG2 CA | Armoire inverseur Clim AEG2 | CARSAT | BAT 2 SALLE | COURFO | ELECTRICITE COURANTS FORTS | ARMELE | ARMOIRE / COFFRET ELECTRIQUE |  |  |  |  | 1
| ARM INV CLIM AEG4 CA | Armoire inverseur Clim AEG4 | CARSAT | BAT 2 SALLE 3 | COURFO | ELECTRICITE COURANTS FORTS | ARMELE | ARMOIRE / COFFRET ELECTRIQUE |  |  |  |  | 1
| ARM INV CLIM AEG6 CA | Armoire inverseur Clim AEG6 | CARSAT | BAT 2 SALLE 4 | COURFO | ELECTRICITE COURANTS FORTS | ARMELE | ARMOIRE / COFFRET ELECTRIQUE |  |  |  |  | 1
| ARM INV CLIM AEG8 CA | Armoire inverseur Clim AEG8 | CARSAT | BAT 2 SALLE 2 | COURFO | ELECTRICITE COURANTS FORTS | ARMELE | ARMOIRE / COFFRET ELECTRIQUE |  |  |  |  | 1
| ARM INV CLIM AEG9 CA | Armoire inverseur Clim AEG9 | CARSAT | BAT 2 SALLE 2 | COURFO | ELECTRICITE COURANTS FORTS | ARMELE | ARMOIRE / COFFRET ELECTRIQUE |  |  |  |  | 1
| ARM INV CLIM AEG12 C | Armoire inverseur Clim AEG12 | CARSAT | BAT 2 SALLE 2 | COURFO | ELECTRICITE COURANTS FORTS | ARMELE | ARMOIRE / COFFRET ELECTRIQUE |  |  |  |  | 1
| ARM INV CLIM AEG15 C | Armoire inverseur Clim AEG15 | CARSAT | BAT 2 LT CARSAT N-1 | COURFO | ELECTRICITE COURANTS FORTS | ARMELE | ARMOIRE / COFFRET ELECTRIQUE |  |  |  |  | 1
| ARM INV CLIM AEG17 C | Armoire inverseur Clim AEG17 N-1 | CARSAT | BAT 2 SALLE N-1 | COURFO | ELECTRICITE COURANTS FORTS | ARMELE | ARMOIRE / COFFRET ELECTRIQUE |  |  |  |  | 1
| ARM INV CLIM AEG18 C | Armoire inverseur Clim AEG18 | CARSAT | BAT 2 SALLE N-1 | COURFO | ELECTRICITE COURANTS FORTS | ARMELE | ARMOIRE / COFFRET ELECTRIQUE |  |  |  |  | 1
| ARM INV CLIM AEG20 C | Armoire inverseur Clim AEG20 | CARSAT | BAT 2 SALLE 5 | COURFO | ELECTRICITE COURANTS FORTS | ARMELE | ARMOIRE / COFFRET ELECTRIQUE |  |  |  |  | 1
| ARM INV CLIM AEG21 C | Armoire inverseur Clim AEG21 | CARSAT | BAT 2 SALLE | COURFO | ELECTRICITE COURANTS FORTS | ARMELE | ARMOIRE / COFFRET ELECTRIQUE |  |  |  |  | 1
| ARM SERV B2 CARSAT | Armoire servidude | CARSAT | BAT 2 COULOIR ROUGE RDJ | COURFO | ELECTRICITE COURANTS FORTS | ARMELE | ARMOIRE / COFFRET ELECTRIQUE |  |  |  |  | 2
| ARM TD CLIM CARSAT | ARM TD CLIM BAT 2 CARSAT | CARSAT | BAT 2 COULOIR TECH RDJ | COURFO | ELECTRICITE COURANTS FORTS | ARMELE | ARMOIRE / COFFRET ELECTRIQUE |  |  |  |  | 1
| ARM-GE-CA | Coffret GE Bat. CARSAT | CARSAT | BAT 2 parking N-1 | COURFO | ELECTRICITE COURANTS FORTS | ARMELE | ARMOIRE / COFFRET ELECTRIQUE |  |  |  |  | 1
| BAT N1 GE1 SDMO-CAR | Bloc batteries N° 1 GE1 SDMO | CARSAT | BAT 2 parking N-1 | COURFO | ELECTRICITE COURANTS FORTS | GRPELE | GROUPE ELECTROGENE |  |  |  |  | 1
| BAT N1 GE2 SDMO-CAR | Bloc batteries N° 1 GE2 SDMO | CARSAT | BAT 2 parking N-1 | COURFO | ELECTRICITE COURANTS FORTS | GRPELE | GROUPE ELECTROGENE |  |  |  |  | 1
| BAT N2 GE1 SDMO-CAR | Bloc batteries N° 2 GE1 SDMO | CARSAT | BAT 2 parking N-1 | COURFO | ELECTRICITE COURANTS FORTS | GRPELE | GROUPE ELECTROGENE |  |  |  |  | 1
| BAT N2 GE2 SDMO-CAR | Bloc batteries N° 2 GE2 SDMO | CARSAT | BAT 2 parking N-1 | COURFO | ELECTRICITE COURANTS FORTS | GRPELE | GROUPE ELECTROGENE |  |  |  |  | 1
| BATTERIES OND A1 CAR | Batteries onduleur A1 | CARSAT | BAT 2 parking N-1 | COURFO | ELECTRICITE COURANTS FORTS | ONDULE | ONDULEUR |  |  |  |  | 1
| BATTERIES OND A2 CAR | Batteries onduleur A2 | CARSAT | BAT 2 parking N-1 | COURFO | ELECTRICITE COURANTS FORTS | ONDULE | ONDULEUR |  |  |  |  | 1
| BATTERIES OND B1 CAR | Batteries onduleur B1 | CARSAT | BAT 2 parking N-1 | COURFO | ELECTRICITE COURANTS FORTS | ONDULE | ONDULEUR |  |  |  |  | 1
| BATTERIES OND B2 CAR | Batteries onduleur B2 | CARSAT | BAT 2 parking N-1 | COURFO | ELECTRICITE COURANTS FORTS | ONDULE | ONDULEUR |  |  |  |  | 1
| CUV GE CARSAT | Cuve GE journalière 500L carsat | CARSAT | BAT 2 parking N-1 | EQUDIV | Equipements divers | CUVFOD | CUVE FUEL |  |  |  |  | 1
| CUV PRIN GE CARSAT | Cuve fuel principale 10000 L | CARSAT | BAT 2 EXT | EQUDIV | Equipements divers | CUVFOD | CUVE FUEL |  |  |  |  | 1
| ENS ECL CARSAT | Ensemble éclairage carsat | CARSAT | BAT 2 RDJ | COURFO | ELECTRICITE COURANTS FORTS | ECLNOR | ECLAIRAGE NORMAL |  |  |  |  | 2
| GE1-SDMO-CARSAT | Groupe électrogène GE1 SDMO | CARSAT | BAT 2 parking N-1 | COURFO | ELECTRICITE COURANTS FORTS | GRPELE | GROUPE ELECTROGENE |  |  |  |  | 1
| GE2-SDMO-CARSAT | Groupe électrogène GE2 SDMO | CARSAT | BAT 2 parking N-1 | COURFO | ELECTRICITE COURANTS FORTS | GRPELE | GROUPE ELECTROGENE |  |  |  |  | 1
| OND A1 CARSAT | Onduleur A1 | CARSAT | BAT 2 parking N-1 | COURFO | ELECTRICITE COURANTS FORTS | ONDULE | ONDULEUR | SCHNEIDER MGE | GALAXY 7000 N°SER: 2B6K52002 | 500 KVA | 2010 | 1
| OND A2- CARSAT | Onduleur A2 | CARSAT | BAT 2 parking N-1 | COURFO | ELECTRICITE COURANTS FORTS | ONDULE | ONDULEUR | SCHNEIDER MGE | GALAXY 7000 N°SER: 2B6K52001 | 500 KVA | 2010 | 1
| POMP JAPY GE CARSAT | Pompe japy GE carsat | CARSAT | BAT 2 | COURFO | ELECTRICITE COURANTS FORTS | PPEFOD | POMPE |  |  |  |  | 1
| PPE-CUV-GE CARSAT | Pompe double nourrice fod | CARSAT | BAT 2 | COURFO |  | PPEFOD | POMPE |  |  |  |  | 2
| TGHQ A CARSAT | ARM TGHQ A BAT 2 | CARSAT | BAT 2 | COURFO | ELECTRICITE COURANTS FORTS | ARMELE | ARMOIRE / COFFRET ELECTRIQUE |  |  |  |  | 1
| TGHQ B CARSAT | ARM TGHQ B BAT 2 | CARSAT | BAT 2 | COURFO | ELECTRICITE COURANTS FORTS | ARMELE | ARMOIRE / COFFRET ELECTRIQUE |  |  |  |  | 1
| TGHQA-CARSAT | Armoire TGHQ A | CARSAT | BAT2 COULOIR TECH RDJ | COURFO | ELECTRICITE COURANTS FORTS | TGBT | TGBT |  |  |  |  | 1
| TGHQB-CA | Armoire TGHQ B Batiment 1 | CARSAT | BAT2 COULOIR TECH RDJ | COURFO | ELECTRICITE COURANTS FORTS | TGBT | TGBT |  |  |  |  | 1
| TGBT-A-CAR | Armoire TGBT A Bâtiment 2 | CARSAT | BAT 2 LOCAL PARKING N-1 | COURFO | ELECTRICITE COURANTS FORTS | TGBT | TGBT |  |  |  |  | 1
| TGBT-B-CAR | Armoire TGBT voie B Bâtiment 2 | CARSAT | BAT 2 LOCAL RDJ | COURFO | ELECTRICITE COURANTS FORTS | TGBT | TGBT | SCHNEIDER MGE |  |  |  | 1
| COFF INV | COFFRET INV GF5 | CARSAT | BAT 2 LOCAL ONDULEUR RDJ | COURFO | ELECTRICITE COURANTS FORTS | [5 empty] | 2025 | 1
| COFF INV | COFFRET INV GF4 LOCAL TGBT A | CARSAT | BAT 2 LOCAL TGBT A N-1 | COURFO | ELECTRICITE COURANTS FORTS | [5 empty] | 2025 | 1
| ARM BUR | ARMOIRE TD BUREAUTIQUE | CARSAT | BAT2 COULOIR TECH RDJ | COURFO | ELECTRICITE COURANTS FORTS | [6 empty] | 1
| COFF PASS HER | COFFRET PASSERELLE HEROLINK | CARSAT | BAT2 COULOIR TECH RDJ | COURFO | ELECTRICITE COURANTS FORTS | [6 empty] | 1
| COFF GTC | COFFRET GTC | CARSAT | BAT 2 LOCAL TGBT RDJ+N-1 | REGUL | [7 empty] | 2
CARSAT
CARSAT